## Schedule 1 (hidden)
Appendix #1 - Scope of Supply
No. | Maximo No. | Description | Unit | Unit price (VND) | Estimated Value in 2025 |  | Estimated Value in 2026 |  | Estimated Value in 2027 |  | Remark
[5 empty] | Qty | Cost (VND) | Qty | Cost (VND) | Qty | Cost (VND)
1 | 2029900030 | BATTERY, VRLA TYPE, 2V, 600 AH, MAX DIMENSIONS D: 145MM, W: 206MM, H:681MM | SET | 13072675 | 10 | 130726750 |  | 0 | 20 | 261453500 | 112-A-001-BAT801 112-A-002-BAT801
2 | 2029900034 | BATTERY, VRLA TYPE, 2V, 998 AH, DIMENSIONS L: 212mm, W: 193mm, H: 648mm | PC | 30954000 |  | 0 | 5 | 154770000 |  | 0 | SPM
3 | 2029900020 | BATTERY, VRLA TYPE, 6V, 130AH, MAX DIMENSIONS D: 174MM, W: 208MM, H: 250MM | SET | 11300300 | 10 | 113003000 |  | 0 | 10 | 113003000 | AC/DC UPS
4 | 2029900021 | BATTERY, VRLA TYPE, 6V, 180AH, MAX DIMENSIONS D: 174MM, W: 308MM, H: 224MM | SET | 12971200 | 10 | 129712000 |  | 0 | 10 | 129712000 | AC/DC UPS
5 | 2029900019 | BATTERY, VRLA TYPE, 6V, 200AH, MAX DIMENSIONS D: 174MM, W: 308MM, H: 250MM | SET | 14051400 | 10 | 140514000 |  | 0 | 10 | 140514000 | AC/DC UPS
6 | 2029900041 | BATTERY, VRLA TYPE, 12V, 45 AH, MAX DIMENSIONS D: 134MM, W: 236MM, H:201MM | SET | 1518000 | 5 | 7590000 |  | 0 |  | 0
7 | 2029900022 | BATTERY, VRLA TYPE, 12V, 50AH, MAX DIMENSIONS D: 174MM, W: 261MM, H: 222MM | SET | 9637870 | 10 | 96378700 |  | 0 | 9 | 86740830 | AC/DC UPS
8 | 2029900023 | BATTERY, VRLA TYPE, 12V, 80AH, MAX DIMENSIONS D: 174MM, W: 302MM, H: 222MM | SET | 12673232 | 10 | 126732320 |  | 0 | 10 | 126732320 | AC/DC UPS
9 | 2029900043 | BATTERY, VRLA TYPE, 12V, 100 AH, MAX DIMENSIONS D: 172MM, W: 330MM, H:218MM | SET | 2915000 |  | 0 | 5 | 14575000 |  | 0
10 | 2029900029 | BATTERY, VRLA TYPE, 12V, 150 AH, MAX DIMENSIONS D: 125MM, W: 651MM, H: 283MM | PC | 13200000 | 10 | 132000000 |  | 0 | 10 | 132000000 | STGs DC UPS
11 | 2029900016 | BATTERY, SEALED LEAD ACID TYPE, 12V, 5AH, DIMENSIONS L: 90mm, W: 70mm, H: 101.5mm | PC | 508200 | 48 | 24393600 |  | 0 |  | 0
12 | 2029900024 | BATTERY, SEALED LEAD ACID TYPE, 12V, 7.5AH, MAX DIMENSIONS D: 65MM, W: 151MM, H: 102MM | SET | 308000 |  | 0 | 10 | 3080000 |  | 0 | 155-A-002F-UPS_Reclaimer 400-A-001_Elevator
13 | 2029900028 | BATTERY, SEALED LEAD ACID TYPE, 12V, 9 AH, MAX DIMENSIONS D: 65MM, W: 151MM, H:100MM | SET | 418000 |  | 0 |  | 0 | 5 | 2090000 | 155-A-002G-UPS (Shiploader) 111-PM-001A-VSD
14 | 2029900017 | BATTERY, SEALED LEAD ACID TYPE, 12V, 12AH, MAX DIMENSIONS D: 98MM, W: 151MM, H: 98MM | SET | 500500 | 5 | 2502500 |  | 0 |  | 0
15 | 2050953054 | BATTERY, SEALED LEAD ACID TYPE, 12V, 26AH, MAX DIMENSIONS D: 175MM, W: 166MM, H: 125MM | SET | 1257080 | 5 | 6285400 |  | 0 |  | 0
16 | 2050952875 | BATTERY, SEALED LEAD ACID TYPE, 12V, 40AH, MAX DIMENSIONS D: 166MM, W: 199MM, H: 171MM | SET | 1895300 | 5 | 9476500 |  | 0 |  | 0
17 | 2029900038 | BATTERY, SEALED LEAD ACID TYPE, 12V, 44AH, MAX DIMENSIONS D: 175MM, W: 205MM, H: 170MM | SET | 2090000 |  | 0 | 5 | 10450000 |  | 0
18 | 2029900042 | BATTERY, SEALED LEAD ACID TYPE, 12V, 70AH, MAX DIMENSIONS D: 171MM, W: 260MM, H: 200MM | SET | 2112000 |  | 0 | 5 | 10560000 |  | 0
19 | 2029900037 | BATTERY, SEALED LEAD ACID TYPE, 12V, 74AH, MAX DIMENSIONS D: 175MM, W: 275MM, H: 170MM | SET | 3614270 |  | 0 |  | 0 | 5 | 18071350
20 | 2029900044 | BATTERY, SEALED LEAD ACID TYPE, 12V, 90AH, MAX DIMENSIONS D: 171MM, W: 303MM, H: 200MM | SET | 2596000 |  | 0 |  | 0 | 5 | 12980000
21 | 2029900035 | BATTERY, SEALED LEAD ACID TYPE, 12V, 135AH, MAX DIMENSIONS D: 180MM, W: 480MM, H: 200MM | SET | 5971350 |  | 0 |  | 0 | 5 | 29856750
22 | 2029900032 | BATTERY, SEALED LEAD ACID TYPE, 12V, 150 AH, MAX DIMENSIONS D: 240MM, W: 522MM, H:240MM | SET | 5555000 | 5 | 27775000 |  | 0 |  | 0
23 | 2029900027 | BATTERY, SEALED LEAD ACID TYPE, 12V, 180 AH, DIMENSIONS L: 521mm, W: 278mm, H: 270mm | PC | 16830000 | 10 | 168300000 |  | 0 |  | 0 | 170-P-003A/B/C_JETTY FIRE WATER PUMP
24 | 2029900036 | BATTERY, SEALED LEAD ACID TYPE, 12V, 186AH, MAX DIMENSIONS D: 210MM, W: 490MM, H: 225MM | SET | 9546020 |  | 0 | 5 | 47730100 |  | 0
25 | 2029900025 | BATTERY, SEALED LEAD ACID TYPE, 12V, 200AH, MAX DIMENSIONS D: 279MM, W: 523MM, H: 248MM | SET | 5280000 |  | 0 | 40 | 211200000 |  | 0 | EDG
26 | 2029900047 | BATTERY, SEALED LEAD ACID TYPE, 12V, 230AH, MAX DIMENSIONS D: 278MM, W: 520MM, H: 218MM | SET | 10607080 |  | 0 |  | 0 | 5 | 53035400
27 | 2029900040 | BATTERY, 48V, 740AH, LEAD ACID TYPE, MAX DIMENSIONS H: 485MM, W: 191MM, D: 158MM | SET | 194898000 | 10 | 1948980000 | 10 | 1948980000 | 10 | 1948980000 | PPU Forklift (by OPT)
28 | 2029900026 | BATTERY, NICKEL CADMIUM TYPE, 1.2V, 80 AH, MAX DIMENSIONS D: 86MM, W: 86MM, H:306MM | SET | 13205940 | 60 | 792356400 |  | 0 |  | 0 | 170-P-001A/B/C_Fire Water Main Pump
29 | 2001402584 | BATTERY, 3.6V, PART#: TL-5902, MANUF: TADIRAN | EA | 638000 |  | 0 | 650 | 414700000 |  | 0 | HV SWGR Protection relay
30 | 2001402594 | BATTERY FOR PURGE SYSTEM, ETM-IS31-001, MANUF: EXPO TECHNOLOGIES, VENDOR PART: ETM-IS31-001, EQUIP. | EA | 11161145.6 |  | 0 | 25 | 279028640 |  | 0 | HV Motor purging system
31 | 2051900078 | BATTERY, 2.8V, 48mAH, Li (CF), MAX DIM.: 9.779MM (H), 21.844MM (W), 14.986MM (D), M4T28-BR12SH, ST | PC | 308000 | 10 | 3080000 | 10 | 3080000 | 10 | 3080000 | UPS's Controller
[6 empty] | 3859806170 |  | 3098153740 |  | 3058249150 | VND
[6 empty] | 160825.2571 |  | 129089.7392 |  | 127427.0479 | USD

## Schedule 1_HV&LV Motor _rev.1 (hidden)
Appendix #1 - Scope of Supply
No. | Maximo No. | Description | Part No./Model No. | Tag No. | OEM | Unit | Unit price (USD) | Unit price (VND) | Estimated Value in 2025 |  | Estimated Value in 2026 |  | Estimated Value in 2027 |  | Remark
[9 empty] | Qty | Cost (VND) | Qty | Cost (VND) | Qty | Cost (VND)
I | ELEVATOR'S SPARE PARTS - 020-A-101/201, 022-A-002, 061-ME-001
1 | 2020600802 | CIRCUIT BREAKER, TYPE: MCB, POLES: 1, RATED VOLTAGE: 230/400VAC, RATED CURRENT: 3A, BREAKING CAPACITY: 10kA, FRAME SIZE: C3T1, MOUNTING: DIN-RAIL, DIMENSION: 82.5MMx17.7MMx 70.8MM, ADDITIONAL INFORMATION: MANUFACTURER: ABL SURSUM, TRIP CURVE C, QA/QC DOCUMENT REQUIRED: CO/CQ | 29907 | 020-A-101 020-A-201 | ABL SURSUM | PC | 159.432 | 4033629.6 | 1 | 4033629.6 |  | 0 |  | 0 | Spare part for Elevator to immidiately replacement during Catalyst Change Out at RHDS
2 | 2020600803 | CIRCUIT BREAKER, TYPE: RCCB, POLES: 2, RATED VOLTAGE: 230VAC, RATED CURRENT: 25A, BREAKING CAPACITY: 30mA, FRAME SIZE: RP2203, MOUNTING: DIN-RAIL, DIMENSION: 85MMx35.6MMx70.9MM, ADDITIONAL INFORMATION: MANUFACTURER: ABL SURSUM, RATED RESID. CURRENT30mA, QA/QC DOCUMENT REQUIRED: CO/CQ | 21082 | 020-A-101 020-A-201 | ABL SURSUM | PC | 404.04 | 10222212 | 1 | 10222212 |  | 0 |  | 0 | Spare part for Elevator to immidiately replacement during Catalyst Change Out at RHDS
3 | 2020600805 | CIRCUIT BREAKER, TYPE: MCB, POLES: 1, RATED VOLTAGE: 230/400VAC, RATED CURRENT: 2A, BREAKING CAPACITY: 10kA, FRAME SIZE: Z2T1, MOUNTING: DIN-RAIL, DIMENSION: 82.5MMx17.7MMx 70.8MM, ADDITIONAL INFORMATION: MANUFACTURER: ABL SURSUM, TRIP CURVE Z, QA/QC DOCUMENT REQUIRED: CO/CQ | 23139 | 020-A-101 020-A-201 | ABL SURSUM | PC | 266.448 | 6741134.4 | 1 | 6741134.4 |  | 0 |  | 0 | Spare part for Elevator to immidiately replacement during Catalyst Change Out at RHDS
4 | 2020600804 | CIRCUIT BREAKER, TYPE: MCB, POLES: 1, RATED VOLTAGE: 125VDC, RATED CURRENT: 6A, BREAKING CAPACITY: 6kA, FRAME SIZE: C6DC1, MOUNTING: DIN-RAIL, DIMENSION: 82.5MMx17.7MMx70.8MM, ADDITIONAL INFORMATION: MANUFACTURER: ABL SURSUM, TRIP CURVE C, QA/QC DOCUMENT REQUIRED: CO/CQ | 61652 | 020-A-101 020-A-201 | ABL SURSUM | PC | 669.396 | 16935718.8 | 1 | 16935718.8 |  | 0 |  | 0 | Spare part for Elevator to immidiately replacement during Catalyst Change Out at RHDS
5 | 2020600822 | CIRCUIT BREAKER, TYPE: MOTOR CONTROLLER, POLES: 1, RATED VOLTAGE: 277VAC, RATED CURRENT: 1.6A, BREAKING CAPACITY: 10kA, FRAME SIZE: 1C1.6UM, MOUNTING: DIN-RAIL, DIMENSION: 89.3MMx17.5MMx 68.4MM, ADDITIONAL INFORMATION: MANUFACTURER: ABL SURSUM, TRIP CURVE C, QA/QC DOCUMENT REQUIRED: CO/CQ | 22239 | 020-A-101 020-A-201 | ABL SURSUM | PC | 295.932 | 7487079.6 |  | 0 |  | 0 | 1 | 7487079.6 | Spare part for Elevator to immidiately replacement during Catalyst Change Out at RHDS
6 | 2020600819 | CIRCUIT BREAKER, TYPE: MCB, POLES: 1, RATED VOLTAGE: 125VDC, RATED CURRENT: 3A, BREAKING CAPACITY: 6kA, FRAME SIZE: B3DC1, MOUNTING: DIN-RAIL, DIMENSION: 89.3MMx17.5MMx 68.4MM, ADDITIONAL INFORMATION: MANUFACTURER: ABL SURSUM, TRIP CURVE B, QA/QC DOCUMENT REQUIRED: CO/CQ | 34430 | 020-A-101 020-A-201 | ABL SURSUM | PC | 164.892 | 4171767.6 | 1 | 4171767.6 |  | 0 |  | 0 | Spare part for Elevator to immidiately replacement during Catalyst Change Out at RHDS
7 | 2000100904 | CIRCUIT BREAKER, TYPE: MCB, POLES: 2, RATED VOLTAGE: 440VAC, RATED CURRENT: 1.6A, BREAKING CAPACITY: 10kA, FRAME SIZE: C1.6T2, MOUNTING: DIN-RAIL, DIMENSION: 82.5MMx35.4MMx70.8MM, ADDITIONAL INFORMATION: MANUFACTURER: ABL SURSUM, TRIP CURVE C, QA/QC DOCUMENT REQUIRED: CO/CQ | 54175 | 020-A-101 020-A-201 | ABL SURSUM | PC | 399.672 | 10111701.6 | 1 | 10111701.6 |  | 0 |  | 0 | Spare part for Elevator to immidiately replacement during Catalyst Change Out at RHDS
8 | 2020700809 | CONTACTOR, ELECTRICAL, MANUFACTURER: SCHNEIDER ELECTRIC, MODEL: CA4KN31BW3, TYPE: CONTROL RELAY, RATED COIL VOLTAGE: 24VDC, RATED CURRENT: 10A, RATED VOLTAGE (INSULATION): 690VAC, CONFIGURATION, MAIN CONTACT: 3NO + 1NC, RATED FREQUENCY: 50HZ, MOUNTING: DIN RAIL, DIMENSION: 58 X 45 X 57 MM, QA/QC DOCUMENT REQUIRED: CO/CQ | 21209 | 020-A-101 020-A-201 | SCHNEIDER | PC | 644.28 | 16300284 |  | 0 |  | 0 |  | 0 | Spare part for Elevator to immidiately replacement during Catalyst Change Out at RHDS
9 | 2020700810 | CONTACTOR, ELECTRICAL, MANUFACTURER: SCHNEIDER ELECTRIC, MODEL: LC1D12BD, TYPE: CONTACTOR, RATED COIL VOLTAGE: 24VDC, RATED CURRENT: 25A, RATED VOLTAGE (INSULATION): 690VAC, CONFIGURATION, MAIN CONTACT: 3NO, CONFIGURATION, AUX CONTACT: 1NO + 1NC, RATED FREQUENCY: 50HZ, MOUNTING: DIN RAIL, DIMENSION: 77 X 45 X 95 MM, QA/QC DOCUMENT REQUIRED: CO/CQ | 19889 | 020-A-101 020-A-201 | SCHNEIDER | PC | 978.432 | 24754329.6 |  | 0 | 1 | 24754329.6 | 1 | 24754329.6 | Spare part for Elevator to immidiately replacement during Catalyst Change Out at RHDS
10 | 2020700932 | CONTACTOR, ELECTRICAL, MANUFACTURER: SCHNEIDER ELECTRIC, MODEL: CA3KN31BD, TYPE: CONTROL RELAY, RATED COIL VOLTAGE: 24VDC, RATED CURRENT: 10A, RATED VOLTAGE (INSULATION): 690VAC, CONFIGURATION, MAIN CONTACT: 3NO + 1NC, RATED FREQUENCY: 50HZ, MOUNTING: DIN RAIL, DIMENSION: 58 X 45 X 57 MM, QA/QC DOCUMENT REQUIRED: CO/CQ | 21931 | 020-A-101 020-A-201 | SCHNEIDER | PC | 479.388 | 12128516.4 | 2 | 24257032.8 |  | 0 |  | 0 | Spare part for Elevator to immidiately replacement during Catalyst Change Out at RHDS
11 | 2020700820 | CONTACTOR, ELECTRICAL, MANUFACTURER: SCHNEIDER ELECTRIC, MODEL: LC1D65AP7, TYPE: CONTACTOR, RATED COIL VOLTAGE: 230VAC, RATED CURRENT: 65A, RATED VOLTAGE (INSULATION): 400VAC, CONFIGURATION, MAIN CONTACT: 3NO, CONFIGURATION, AUX CONTACT: 1NO + 1NC, RATED FREQUENCY: 50HZ, MOUNTING: DIN RAIL, DIMENSION: 122 X 55 X 120 MM, QA/QC DOCUMENT REQUIRED: CO/CQ | 33894 | 020-A-101 020-A-201 | SCHNEIDER | PC | 2310.672 | 58460001.6 | 2 | 116920003.2 |  | 0 |  | 0 | Spare part for Elevator to immidiately replacement during Catalyst Change Out at RHDS
12 | 2020700825 | CONTACTOR, ELECTRICAL, MANUFACTURER: SCHNEIDER ELECTRIC, MODEL: CA3SK20BD, TYPE: CONTACTOR, RATED COIL VOLTAGE: 24VDC, RATED CURRENT: 10A, RATED VOLTAGE (INSULATION): 690VAC, CONFIGURATION, MAIN CONTACT: 2NO, CONFIGURATION, AUX CONTACT: 2NO, RATED FREQUENCY: 50HZ, MOUNTING: DIN RAIL, DIMENSION: 56 X 27 X 55.5 MM, QA/QC DOCUMENT REQUIRED: CO/CQ | 55777 | 020-A-101 020-A-201 | SCHNEIDER | PC | 406.224 | 10277467.2 |  | 0 |  | 0 | 1 | 10277467.2 | Spare part for Elevator to immidiately replacement during Catalyst Change Out at RHDS
13 | 2020700826 | CONTACTOR, ELECTRICAL, MANUFACTURER: SCHNEIDER ELECTRIC, MODEL: CA2SK11U7, TYPE: CONTACTOR, RATED COIL VOLTAGE: 240VAC, RATED CURRENT: 10A, RATED VOLTAGE (INSULATION): 690VAC, CONFIGURATION, MAIN CONTACT: 1NO + 1NC, RATED FREQUENCY: 50HZ, MOUNTING: DIN RAIL, DIMENSION: 56 X 27 X 55.5 MM, QA/QC DOCUMENT REQUIRED: CO/CQ | 22253 | 020-A-101 020-A-201 | SCHNEIDER | PC | 376.74 | 9531522 |  | 0 |  | 0 | 1 | 9531522 | Spare part for Elevator to immidiately replacement during Catalyst Change Out at RHDS
14 | 2020700830 | CONTACTOR, ELECTRICAL, MANUFACTURER: SCHNEIDER ELECTRIC, MODEL: CA2SK20U7, TYPE: CONTACTOR, RATED COIL VOLTAGE: 240VAC, RATED CURRENT: 10A, RATED VOLTAGE (INSULATION): 690VAC, CONFIGURATION, MAIN CONTACT: 2NO, RATED FREQUENCY: 50HZ, MOUNTING: DIN RAIL, DIMENSION: 56 X 27 X 55.5 MM, QA/QC DOCUMENT REQUIRED: CO/CQ | 25355 | 020-A-101 020-A-201 | SCHNEIDER | PC | 376.74 | 9531522 |  | 0 |  | 0 | 1 | 9531522 | Spare part for Elevator to immidiately replacement during Catalyst Change Out at RHDS
15 | 2000100905 | CONTACTOR, ELECTRICAL, MANUFACTURER: SCHNEIDER ELECTRIC, MODEL: LA1SK20U7, TYPE: CONTROL RELAY, RATED COIL VOLTAGE: 240VAC, RATED CURRENT: 10A, RATED VOLTAGE (INSULATION): 240VAC, CONFIGURATION, MAIN CONTACT: 2NC, RATED FREQUENCY: 50HZ, MOUNTING: DIN RAIL, ADDITIONAL INFORMATION: CONTACTOR 240V50HZ, 10A, 2S/Ö CA2SK20, QA/QC DOCUMENT REQUIRED: CO/CQ | 22480 | 020-A-101 020-A-201 | SCHNEIDER | PC |  | 0 | 2 | 0 |  | 0 |  | 0 | Spare part for Elevator to immidiately replacement during Catalyst Change Out at RHDS
16 | 2000100906 | CONTACTOR, ELECTRICAL, MANUFACTURER: SCHNEIDER ELECTRIC, MODEL: CA4KN22BW3, TYPE: CONTROL RELAY, RATED COIL VOLTAGE: 24VDC, RATED CURRENT: 10A, RATED VOLTAGE (INSULATION): 690VAC, CONFIGURATION, MAIN CONTACT: 2NO + 2NC, RATED FREQUENCY: 50HZ, MOUNTING: DIN RAIL, DIMENSION: 58 X 45 X 57 MM, QA/QC DOCUMENT REQUIRED: CO/CQ | 49946 | 020-A-101 020-A-201 | SCHNEIDER | PC | 644.28 | 16300284 | 2 | 32600568 |  | 0 |  | 0 | Spare part for Elevator to immidiately replacement during Catalyst Change Out at RHDS
17 | 2020500812 | CONTACT, MANUFACTURER: SCHNEIDER ELECTRIC, MODEL/PART NUMBER: LA1KN04, NUMBER OF POLES: 4P, TYPE: AUXILIARY CONTACT BLOCK, CONTACT ARRANGEMENT: 4NC, RATED CURRENT: 10A, RATED VOLTAGE: 690VAC, FREQUENCY: 25~400HZ, ADDITIONAL INFORMATION: FRONT MOUNTING, SCREW CLAMP TERMINALS, QA/QC DOCUMENT REQUIRED: CO/CQ | 21262 | 020-A-101 020-A-201 | SCHNEIDER | PC | 159.432 | 4033629.6 |  | 0 |  | 0 | 1 | 4033629.6 | Spare part for Elevator to immidiately replacement during Catalyst Change Out at RHDS
18 | 2020700844 | CONTACT, MANUFACTURER: SCHNEIDER ELECTRIC, MODEL/PART NUMBER: LA1KN13, NUMBER OF POLES: 4P, TYPE: AUXILIARY CONTACT BLOCK, CONTACT ARRANGEMENT: 1NO + 3NC, RATED CURRENT: 10A, RATED VOLTAGE: 690VAC, FREQUENCY: 25~400HZ, ADDITIONAL INFORMATION: FRONT MOUNTING, SCREW CLAMP TERMINALS, QA/QC DOCUMENT REQUIRED: CO/CQ | 21272 | 020-A-101 020-A-201 | SCHNEIDER | PC | 159.432 | 4033629.6 | 1 | 4033629.6 |  | 0 |  | 0 | Spare part for Elevator to immidiately replacement during Catalyst Change Out at RHDS
19 | 2020500821 | CONTACT, MANUFACTURER: SCHNEIDER ELECTRIC, MODEL/PART NUMBER: LADN40, NUMBER OF POLES: 4P, TYPE: AUXILIARY CONTACT BLOCK, CONTACT ARRANGEMENT: 4NO, RATED CURRENT: 10A, RATED VOLTAGE: 690VAC, FREQUENCY: 25~400HZ, ADDITIONAL INFORMATION: FRONT MOUNTING, SCREW CLAMP TERMINALS, QA/QC DOCUMENT REQUIRED: CO/CQ | 19910 | 020-A-101 020-A-201 | SCHNEIDER | PC | 185 | 4680500 | 2 | 9361000 |  | 0 |  | 0 | Spare part for Elevator to immidiately replacement during Catalyst Change Out at RHDS
20 | 2020500831 | CONTACT, MANUFACTURER: SCHNEIDER ELECTRIC, MODEL/PART NUMBER: LA1SK02, NUMBER OF POLES: 2P, TYPE: AUXILIARY CONTACT BLOCK, CONTACT ARRANGEMENT: 2NC, RATED CURRENT: 10A, RATED VOLTAGE: 690VAC, FREQUENCY: 25~400HZ, ADDITIONAL INFORMATION: FRONT MOUNTING, SCREW CLAMP TERMINALS, QA/QC DOCUMENT REQUIRED: CO/CQ | 22480 | 020-A-101 020-A-201 | SCHNEIDER | PC | 91 | 2302300 |  | 0 |  | 0 | 1 | 2302300 | Spare part for Elevator to immidiately replacement during Catalyst Change Out at RHDS
21 | 2020500848 | CONTACT, MANUFACTURER: SCHNEIDER ELECTRIC, MODEL/PART NUMBER: GVAE11, NUMBER OF POLES: 2P, TYPE: AUXILIARY CONTACT BLOCK, CONTACT ARRANGEMENT: 1NO + 1NC, RATED CURRENT: 2.5A, RATED VOLTAGE: 250VAC, ADDITIONAL INFORMATION: FRONT MOUNTING, SCREW CLAMP TERMINALS, QA/QC DOCUMENT REQUIRED: CO/CQ | 19896 | 020-A-101 020-A-201 | SCHNEIDER | PC | 126.672 | 3204801.6 |  | 0 |  | 0 | 1 | 3204801.6 | Spare part for Elevator to immidiately replacement during Catalyst Change Out at RHDS
22 | 2000100907 | MOTOR, ELECTRICAL, TYPE OF MOTOR: SLIPRING INDUCTION, RATED VOLTAGE: D 400V/S 690V, RATED FREQUENCY: 50HZ, PHASE: 3 PH, RATED OUTPUT: 10KW, RATED CURRENT: 19.3 / 11.2A, NUMBER OF POLES: 4, RATED SPEED: 1464 RPM, FRAME SIZE: 160, METHOD OF MOUNTING: FLANGE, INSULATION CLASS: CLASS F, INGRESS PROTECTION: IP 66, TYPE OF PROTECTION: II 2G EX DE IIC T4, AMBIENT TEMPERATURE: +55DEG.C, DIRECTION OF ROTATION: CW/CCW, COOLING METHOD: TEFC, STATOR WINDING CONNECTION: STAR/DELTA, PRODUCT CODE: CD 160M-4 SVN, ADDITIONAL INFORMATION: DUTY TYPE S1, MOUNTING DESIGN: B5, MANUFACTURER: ATB, QA/QC DOCUMENT REQUIRED: CO/CQ | 61839 | 020-A-101 020-A-201 | ATB | PC |  |  | 1 | 0 |  | 0 |  | 0 | Prire included in item with Maximo no. 2000100909 Spare part for Elevator to immidiately replacement during Catalyst Change Out at RHDS
23 | 2020800852 | MOTOR, PARTS, ITEM: BRAKES, ITEM TYPE: VISII, SIZE: 160, PART NUMBER: V160B3D1502000001, OEM DRAWING NUMBER: VC2155-001-G-003, POSITION NUMBER: 8M001, 8M002, EQPT MANUFACTURER: VIS, ADDITIONAL INFORMATION: 205VDC, 0.2A, BRAKE MOMENT: 150NM, II 2GD EXD IIC T5, -50/55DEG.C, IP66, QA/QC DOCUMENT REQUIRED: CO/CQ | 61839 | 020-A-101 020-A-201 | VIS | PC |  |  | 2 | 0 |  | 0 |  | 0 | Prire included in item with Maximo no. 2000100909 Spare part for Elevator to immidiately replacement during Catalyst Change Out at RHDS
24 | 2000100908 | MOTOR, PARTS, ITEM: COUPLING, PART NUMBER: BOWEX, OEM DRAWING NUMBER: VC2155-001-G-032, POSITION NUMBER: 8S105, EQPT MANUFACTURER: KTR, ADDITIONAL INFORMATION: COUPLING FOR MOTOR SIEMENS: 1MJ60704CB97-Z, QA/QC DOCUMENT REQUIRED: CO/CQ | 59229 | 020-A-101 020-A-201 | KTR | PC | 1634.724 | 41358517.2 | 1 | 41358517.2 |  | 0 |  | 0 | Spare part for Elevator to immidiately replacement during Catalyst Change Out at RHDS
25 | 2000100909 | MOTOR, PARTS, ITEM: GEARBOX, PART NUMBER: 01.7156532501.0004X15, OEM DRAWING NUMBER: VC2155-001-G-014, POSITION NUMBER: 8M001, 8M002, EQPT MODEL: KF 87/A/II2GD, EQPT MANUFACTURER: SEW-EURODRIVE, ADDITIONAL INFORMATION: REDUCTION M 32/25 D EX, PART: SEW KF 87/A, II 2G IIC T4 X, -40/45DEG.C, IP66, QA/QC DOCUMENT REQUIRED: CO/CQ | 45460 | 020-A-101 020-A-201 | SEW-EURODRIVE | PC | 226917.6 | 5741015280 | 1 | 5741015280 |  | 0 |  | 0 | Spare part for Elevator to immidiately replacement during Catalyst Change Out at RHDS
26 | 2020700808 | RELAY, ELECTRICAL, GENERAL PURPOSE, MANUFACTURER: CARLO GAVAZZI, MODEL: DPA01CM69, RELAY FUNCTION: PHASE MONITORING, CONFIGURATION, CONTACT: SPDT, RATED COIL VOLTAGE: 690VAC, RATED FREQUENCY: 50/60HZ, ADDITIONAL INFORMATION: PHASE SEQUENCE/OVER/UNDER VOLTAGE RELAY 600 to 690VAC +10 -15%, QA/QC DOCUMENT REQUIRED: CO/CQ | 40545 | 020-A-101 020-A-201 | CARLO GAVAZZI | PC | 2676.492 | 67715247.6 | 2 | 135430495.2 |  | 0 |  | 0 | Spare part for Elevator to immidiately replacement during Catalyst Change Out at RHDS
27 | 2020700835 | RELAY, ELECTRICAL, GENERAL PURPOSE, MANUFACTURER: ZIEHL, MODEL: MSR220KA, RELAY FUNCTION: PTC THERMISTOR, RATED COIL VOLTAGE: 24VDC, ADDITIONAL INFORMATION: PTB 12 ATEX 3006, PART NO. T222471, QA/QC DOCUMENT REQUIRED: CO/CQ | 33272 | 020-A-101 020-A-201 | ZIEHL | PC | 1489.488 | 37684046.4 |  | 0 |  | 0 | 1 | 37684046.4 | Spare part for Elevator to immidiately replacement during Catalyst Change Out at RHDS
28 | 2020700827 | RELAY, ELECTRICAL, GENERAL PURPOSE, MANUFACTURER: SCHNEIDER ELECTRIC, MODEL: XPS-AF, RELAY FUNCTION: SAFETY RELAY, CONFIGURATION, CONTACT: 3NO, RATED COIL VOLTAGE: 24VDC, ADDITIONAL INFORMATION: 24VDC, SCREW, DIN RAIL MOUNT, IP40 ENCL, -25 TO 65DEG C, EN 1088/ISO 14119 STANDARD, QA/QC DOCUMENT REQUIRED: CO/CQ | 40568 | 020-A-101 020-A-201 | SCHNEIDER | PC | 2064.972 | 52243791.6 | 2 | 104487583.2 |  | 0 |  | 0 | Spare part for Elevator to immidiately replacement during Catalyst Change Out at RHDS
29 | 2020700845 | RELAY, ELECTRICAL, GENERAL PURPOSE, MANUFACTURER: ELTAKO, MODEL: MFZ12DX-UC, RELAY FUNCTION: TIME DELAY, CONFIGURATION, CONTACT: 1NC + 1NO, RATED COIL VOLTAGE: 230VAC, RATED FREQUENCY: 50HZ, ADDITIONAL INFORMATION: TIMING RELAY: 8-230V, DIN RAIL MOUNT PART NO. 23001005, QA/QC DOCUMENT REQUIRED: CO/CQ | 18894 | 020-A-101 020-A-201 | ELTAKO | PC | 1187.004 | 30031201.2 | 2 | 60062402.4 |  | 0 |  | 0 | Spare part for Elevator to immidiately replacement during Catalyst Change Out at RHDS
30 | 2020700815 | RELAY, ELECTRICAL, GENERAL PURPOSE, MANUFACTURER: WAGO, MODEL: 788-312, CONFIGURATION, CONTACT: 2NC + 2NO, RATED COIL VOLTAGE: 24VDC, ADDITIONAL INFORMATION: CAGE CLAMP, DIN RAIL MOUNT, IP20 ENCL, 2W POWER, A NS35MM, QA/QC DOCUMENT REQUIRED: CO/CQ | 25995 | 020-A-101 020-A-201 | WAGO | PC | 184.548 | 4669064.4 |  | 0 | 1 | 4669064.4 |  | 0 | Spare part for Elevator to immidiately replacement during Catalyst Change Out at RHDS
31 | 2021000839 | POWER SUPPLY UNIT, INPUT VOLTAGE: 200 TO 500VAC, OUTPUT VOLTAGE: 24VDC, OUTPUT CURRENT: 10A, RATED POWER: 240W, AMBIENT TEMPERATURE RANGE: -25…50°C, MOUNTING TYPE: DIN RAIL, TYPE: REGULATED SWITCH MODE, MODEL: ABL8RPS24100, MANUFACTURER: SCHNEIDER ELECTRIC, QA/QC DOCUMENT REQUIRED: CO/CQ | 34928 | 020-A-101 020-A-201 | SCHNEIDER | PC | 2026.752 | 51276825.6 | 1 | 51276825.6 |  | 0 |  | 0 | Spare part for Elevator to immidiately replacement during Catalyst Change Out at RHDS
32 | 2000100910 | TRANSFORMER, INPUT VOLTAGE: 690VAC, OUTPUT VOLTAGE: 230VAC, OUTPUT CURRENT: PR. 1.6A/SC.4.35A, RATED POWER: PR. 1000/SC. 2700VA, TYPE: DRY, MODEL: TR1420 1420-0171-00000, MANUFACTURER: HABERMANN, QA/QC DOCUMENT REQUIRED: CO/CQ | 51214 | 020-A-101 020-A-201 | HABERMANN | PC | 1925.196 | 48707458.8 |  | 0 | 1 | 48707458.8 |  | 0 | Spare part for Elevator to immidiately replacement during Catalyst Change Out at RHDS
33 | 2021000814 | POWER SUPPLY UNIT, INPUT VOLTAGE: 100 TO 240VAC, OUTPUT VOLTAGE: 24VDC, OUTPUT CURRENT: 2.5A, RATED POWER: 60W, AMBIENT TEMPERATURE RANGE: -25…55°C, MOUNTING TYPE: DIN RAIL, TYPE: REGULATED SWITCH MODE, MODEL: ABL7RM24025, MANUFACTURER: SCHNEIDER ELECTRIC, QA/QC DOCUMENT REQUIRED: CO/CQ | 22580 | 020-A-101 020-A-201 | SCHNEIDER | PC | 921.648 | 23317694.4 | 1 | 23317694.4 |  | 0 |  | 0 | Spare part for Elevator to immidiately replacement during Catalyst Change Out at RHDS
34 | 2000100911 | POWER SUPPLY UNIT, INPUT VOLTAGE: 115/230VAC, OUTPUT VOLTAGE: 24VDC, OUTPUT CURRENT: 5A, RATED POWER: 120W, AMBIENT TEMPERATURE RANGE: -35…71°C, MOUNTING TYPE: DIN RAIL, TYPE: SWITCHED MODE, MODEL: DRAN120, MANUFACTURER: CHINFA ELECTRONICS, QA/QC DOCUMENT REQUIRED: CO/CQ | 57022 | 020-A-101 020-A-201 | CHINFA ELECTRONICS | PC | 1307.124 | 33070237.2 | 1 | 33070237.2 |  | 0 |  | 0 | Spare part for Elevator to immidiately replacement during Catalyst Change Out at RHDS
35 | 2000100912 | SWITCH, LIMIT, MANUFACTURER: STEUTE, MODEL: EExM 14 VR 1Ö/1S - 10M, TYPE: VERTICAL ROLLER PLUNGER VR, CONFIGURATION, CONTACT: 1NC+1NO, RATING, CONTACT: 5A/250VAC, CONNECTION, ELECTRICAL: SCREW, INGRESS PROTECTION: IP66, HAZAEDOUS AREA CLASSIFICATION: EX ZONE 1, ADDITIONAL INFORMATION: IIG EX DE IIC T6, -20/65DEG.C, QA/QC DOCUMENT REQUIRED: CO/CQ | 41728 | 020-A-101 020-A-201 | STEUTE | PC | 1831.284 | 46331485.2 | 4 | 185325940.8 |  | 0 |  | 0 | Spare part for Elevator to immidiately replacement during Catalyst Change Out at RHDS
36 | 2020500854 | SWITCH, LIMIT, MANUFACTURER: STEUTE, MODEL: EX 95 D 1Ö/1S, TYPE: ROCKING LEVER D, CONFIGURATION, CONTACT: 1NC+1NO, RATING, CONTACT: 6A/250VAC OR 0.25A/230VDC, CONNECTION, ELECTRICAL: SCREW, INGRESS PROTECTION: IP66, HAZAEDOUS AREA CLASSIFICATION: EX ZONE 1, ADDITIONAL INFORMATION: II2G EX DE IIC T5, -20/65DEG.C, QA/QC DOCUMENT REQUIRED: CO/CQ | 51565 | 020-A-101 020-A-201 | STEUTE | PC | 3352.44 | 84816732 | 1 | 84816732 |  | 0 | 1 | 84816732 | Spare part for Elevator to immidiately replacement during Catalyst Change Out at RHDS
37 | 2060202062 | SWITCH, LIMIT, MANUFACTURER: STEUTE, MODEL: ExES 97 D-11-60°C, TYPE: ROCKING LEVER D, CONFIGURATION, CONTACT: 1NC+1NO, RATING, CONTACT: 4A/ 500VAC, CONNECTION, ELECTRICAL: SCREW, INGRESS PROTECTION: IP66, HAZAEDOUS AREA CLASSIFICATION: EX ZONE 1, ADDITIONAL INFORMATION: II2G EX DE IIC T6, -20/65DEG.C, QA/QC DOCUMENT REQUIRED: CO/CQ | 1336746 | 020-A-101 020-A-201 | STEUTE | PC | 3352.44 | 84816732 |  | 0 |  | 0 | 2 | 169633464 | Spare part for Elevator to immidiately replacement during Catalyst Change Out at RHDS
38 | 2020500855 | SWITCH, LIMIT, MANUFACTURER: STEUTE, MODEL: EX 95 AZ 1Ö/1S, TYPE: STAINLESS STEEL 1.4301, CONFIGURATION, CONTACT: 1NC+1NO, RATING, CONTACT: 6A/250VAC OR 0.25A/230VDC, CONNECTION, ELECTRICAL: SCREW, INGRESS PROTECTION: IP67, HAZAEDOUS AREA CLASSIFICATION: EX ZONE 1, ADDITIONAL INFORMATION: II2G EX DE IIC T5, -20/65DEG.C, QA/QC DOCUMENT REQUIRED: CO/CQ | 51567 | 020-A-101 020-A-201 | STEUTE | PC | 111.384 | 2818015.2 |  | 0 |  | 0 | 1 | 2818015.2 | Spare part for Elevator to immidiately replacement during Catalyst Change Out at RHDS
39 | 2020500783 | SWITCH, LIMIT, MANUFACTURER: STEUTE, MODEL: EX 95 RL 1Ö/1S, TYPE: LONG ROLLER PLUNGER RL, CONFIGURATION, CONTACT: 1NC+1NO, RATING, CONTACT: 6A/250VAC OR 0.25A/230VDC, CONNECTION, ELECTRICAL: SCREW, INGRESS PROTECTION: IP66, HAZAEDOUS AREA CLASSIFICATION: EX ZONE 1, ADDITIONAL INFORMATION: II2G EX DE IIC T5, -20/60DEG.C, QA/QC DOCUMENT REQUIRED: CO/CQ | 51566 | 020-A-101 020-A-201 | STEUTE | PC | 3453.996 | 87386098.8 |  | 0 | 0 | 0 | 1 | 87386098.8 | Remaining 3PCS at WH Spare part for Elevator to immidiately replacement during Catalyst Change Out at RHDS
40 | 2060202063 | SWITCH, LIMIT, MANUFACTURER: STEUTE, MODEL: ExES 97 RL-11-60°C, TYPE: LONG ROLLER PLUNGER RL, CONFIGURATION, CONTACT: 1NC+1NO, RATING, CONTACT: MAX 4A/ 500VAC, CONNECTION, ELECTRICAL: SCREW, INGRESS PROTECTION: IP66, HAZAEDOUS AREA CLASSIFICATION: EX ZONE 1, ADDITIONAL INFORMATION: II2G EX DE IIC T6, -60/60DEG.C, QA/QC DOCUMENT REQUIRED: CO/CQ | 1336619 | 020-A-101 020-A-201 | STEUTE | PC |  |  |  | 0 |  | 0 | 2 | 0 | Remaining 3PCS at WH Spare part for Elevator to immidiately replacement during Catalyst Change Out at RHDS
41 | 2000100913 | SWITCH, LIMIT, MANUFACTURER: VELOMAT, MODEL: VMV-0131-12, TYPE: ELECTRONIC, CONFIGURATION, CONTACT: 3 OUTPUT, INGRESS PROTECTION: IP40, ADDITIONAL INFORMATION: OVERLOAD MEASURING ELECTRONIC, POWER SUPPLY 24VAC -20%/+10%; 24VDC -10%/+40%, QA/QC DOCUMENT REQUIRED: CO/CQ | 56220 | 020-A-101 020-A-201 | VELOMAT | PC | 2601.144 | 65808943.2 | 1 | 65808943.2 |  | 0 |  | 0 | Spare part for Elevator to immidiately replacement during Catalyst Change Out at RHDS
42 | 2020500858 | SWITCH, PROXIMITY, MANUFACTURER: TURCK, MODEL: BI8U-EM18WD-AP6X-H1141/3GD, TYPE: PROXIMITY SWITCH, CONFIGURATION, CONTACT: 1NO, PNP OUTPUT, RATING, CONTACT: 10/30VDC, INGRESS PROTECTION: IP68, HAZAEDOUS AREA CLASSIFICATION: EX ZONE 2, ADDITIONAL INFORMATION: 10-30VDC, 200MA, 18MM DIA, II3G EX NA II T4X, -40/100DEG.C, INCLUDED CONNECTOR EVC05A, QA/QC DOCUMENT REQUIRED: CO/CQ | 44451 & 38672 | 020-A-101 020-A-201 | TURK | PC | 1660.932 | 42021579.6 | 8 | 336172636.8 |  | 0 | 8 | 336172636.8 | Spare part for Elevator to immidiately replacement during Catalyst Change Out at RHDS
43 | 2000100914 | SWITCH, LIMIT, MANUFACTURER: STAHL, MODEL: 8070/1-2AR, TYPE: ROLLER LEVER E, CONFIGURATION, CONTACT: 1NC+1NO, RATING, CONTACT: 250VDC/500VAC, INGRESS PROTECTION: IP65, HAZAEDOUS AREA CLASSIFICATION: EX ZONE 1, ADDITIONAL INFORMATION: SOLENOID LOCKING DEVICE, II2G EX DE IIC T6, -20/50DEG.C, QA/QC DOCUMENT REQUIRED: CO/CQ | 45496 | 020-A-101 020-A-201 | STAHL | PC | 3352.44 | 84816732 | 1 | 84816732 |  | 0 |  | 0 | Spare part for Elevator to immidiately replacement during Catalyst Change Out at RHDS
44 | 2000100915 | SWITCH, LIMIT, MANUFACTURER: TECSIS, MODEL: TECSIS EX Z1 100kN, TYPE: LOAD SENSOR, INGRESS PROTECTION: IP67, HAZAEDOUS AREA CLASSIFICATION: EX ZONE 1, ADDITIONAL INFORMATION: II2G EX DE IIC T6, -20/60DEG.C, INCLUDED CONNECTOR EVC05A, QA/QC DOCUMENT REQUIRED: CO/CQ | 46818 & 46920 | 020-A-101 020-A-201 | TECSIS | PC | 16762.2 | 424083660 | 1 | 424083660 |  | 0 |  | 0 | Spare part for Elevator to immidiately replacement during Catalyst Change Out at RHDS
45 | 2000100916 | SWITCH, PROXIMITY, MANUFACTURER: IFM ELECTRONIC, MODEL: KI5031, TYPE: CAPACITIVE, CONFIGURATION, CONTACT: 1NC, INGRESS PROTECTION: IP65, ADDITIONAL INFORMATION: FILL LEVEL SUPERVISION, APPROXIMITY D=18MM, II 1G EEX IA IIB T6, QA/QC DOCUMENT REQUIRED: CO/CQ | 59229 | 020-A-101 020-A-201 | IFM ELECTRONIC | PC | 1634.724 | 41358517.2 | 1 | 41358517.2 |  | 0 |  | 0 | Spare part for Elevator to immidiately replacement during Catalyst Change Out at RHDS
46 | 2070800833 | SWITCH, AMPLIFIER, MANUFACTURER: IFM ELECTRONIC, MODEL: N0533A, TYPE: AMPLIFIER, CONFIGURATION, CONTACT: 1 CHANGE OVER CONTACT, RATING, CONTACT: 2A/253VAC, INGRESS PROTECTION: IP20, ADDITIONAL INFORMATION: SHORT-CIRCUIT & WIRE-BREAK MONIRORING; II (1) G D [EEX IA] IIC, QA/QC DOCUMENT REQUIRED: CO/CQ | 46857 | 020-A-101 020-A-201 | IFM ELECTRONIC | PC | 3831.828 | 96945248.4 | 1 | 96945248.4 |  | 0 |  | 0 | Spare part for Elevator to immidiately replacement during Catalyst Change Out at RHDS
47 | 2020900838 | THEMO SWITCH, ELECTRICAL, MANUFACTURER: SCHNEIDER ELECTRIC, MODEL: NSYCCOTH, TYPE: BIMETAL SENROR, RATED VOLTAGE: 250VAC, RATED POWER: 30W, TEMPERATURE RANGE: 0…60°C, CONNECTION, ELECTRICAL: 4 TERMINALS, CLAMPING CAPACITY: 2.5 MM², MOUNTING: DIN RAIL, DIMENSION: 68 X 33 X44 MM, INGRESS PROTECTION: IP20, ADDITIONAL INFORMATION: NC CONTACT, QA/QC DOCUMENT REQUIRED: CO/CQ | 35571 | 020-A-101 020-A-201 | SCHNEIDER | PC |  | 0 | 1 | 0 |  | 0 |  | 0 | Spare part for Elevator to immidiately replacement during Catalyst Change Out at RHDS
48 | 2021000832 | BARRIER, SAFETY, ELECTRONIC, MANUFACTURER: PEPPERL+FUCHS, MODEL: KFD2-STC4-Ex1, NUMBER, CHANNELS: 1, TYPE, MOUNTING: DIN RAIL, OPERATING VOLTAGE: 20…35VDC, AMBIENT TEMPERATURE: -20...60 °C, DIMENSION: 20 x 124 x 115 MM, ADDITIONAL INFORMATION: INPUT SIGNAL 0/4-20MA; 1-CHANNEL ISOLATED BARRIER, QA/QC DOCUMENT REQUIRED: CO/CQ | 46823 | 020-A-101 020-A-201 | PEPPERL+FUCHS | PC | 5524.428 | 139768028.4 | 1 | 139768028.4 |  | 0 |  | 0 | Spare part for Elevator to immidiately replacement during Catalyst Change Out at RHDS
49 | 2000100917 | ELEVATOR, PARTS, ITEM: SAFETY DEVICE, ITEM TYPE: OVERSPEED SAFETY DEVICE 24M/MIN., PART NUMBER: 71723, OEM DRAWING NUMBER: VC2155-001-G-003, POSITION NUMBER: 50 (V) 6 JAHRE, EQPT MANUFACTURER: GEDA, ADDITIONAL INFORMATION: OVERSPEED SAFETY DEVICE 24M/MIN, QA/QC DOCUMENT REQUIRED: CO/CQ | 71723 | 020-A-101 020-A-201 | GEDA | PC | 46871.916 | 1185859474.8 | 1 | 1185859474.8 |  | 0 |  | 0 | Spare part for Elevator to immidiately replacement during Catalyst Change Out at RHDS
50 | 2050800787 | ELEVATOR, PARTS, ITEM: SAFETY DEVICE, ITEM TYPE: OVERSPEED SAFETY DEVICE SH650 EX, PART NUMBER: 41098T, OEM DRAWING NUMBER: VC2155-001-G-003, POSITION NUMBER: 50 (V) 6 JAHRE, EQPT MODEL: FV72, EQPT MANUFACTURER: GEDA, ADDITIONAL INFORMATION: OVERSPEED SAFETY DEVICE SH650EX, BREMSLAST MAX.: 7200KG, TRIGGERING SPEED MAX 64M/MIN, BRAKING FORCE MAX.: 15870 POUND, QA/QC DOCUMENT REQUIRED: CO/CQ | 41098T | 020-A-101 020-A-201 | GEDA | PC | 46871.916 | 1185859474.8 | 1 | 1185859474.8 |  | 0 |  | 0 | Prire included in item with Maximo no. 2000100909
51 | 2000100918 | ELEVATOR, PARTS, ITEM: RACK, ITEM TYPE: TOOTHED RACK, SIZE: M8/L=828,0, PART NUMBER: 58464, OEM DRAWING NUMBER: VC2155-001-G-003 / 1-061058 G_75023, POSITION NUMBER: 30 (V) 1000h, EQPT MODEL: 58464, EQPT MANUFACTURER: GEDA, ADDITIONAL INFORMATION: TOOTHED RACK M 8 L=828,0, QA/QC DOCUMENT REQUIRED: CO/CQ | 58464 | 020-A-101 020-A-201 | GEDA | PC | 3142.776 | 79512232.8 | 1 | 79512232.8 |  | 0 |  | 0 | Spare part for Elevator to immidiately replacement during Catalyst Change Out at RHDS
52 | 2020900837 | PANEL, ELECTRICAL, PARTS, ITEM: SPACE HEATER, ITEM TYPE: SILICONE PLATE, PART NUMBER: 27-0212-2710, OEM DRAWING NUMBER: VC2155-001-G-014, POSITION NUMBER: 1R001, 2R019, 2R020, EQPT MODEL: SILICONE HEATER PLATE, EQPT MANUFACTURER: BARTEC, ADDITIONAL INFORMATION: RATED POWER: 230VAC/100W, QA/QC DOCUMENT REQUIRED: CO/CQ | 57495 | 020-A-101 020-A-201 | BARTEC | PC | 2197.104 | 55586731.2 | 1 | 55586731.2 |  | 0 |  | 0 | Spare part for Elevator to immidiately replacement during Catalyst Change Out at RHDS
53 | 2020500816 | PANEL, ELECTRICAL, PARTS, ITEM: PLC CONTROLLER, OEM DRAWING NUMBER: VC2155-001-G-014, POSITION NUMBER: 1A005 & 2A003, EQPT MODEL: TWD LMDA 20DRT, EQPT MANUFACTURER: SCHNEIDER ELECTRIC, ADDITIONAL INFORMATION: INCLUDING TW-SHDOL-EX-005C, AND INSTALLED PROGRAM OF ELEVATOR GEDA SH1500EX (SERIAL NO. P027000 AND P027100), 20 DISCRETE I/O - 24 VDC FOR -1A005, QA/QC DOCUMENT REQUIRED: CO/CQ | 30348 | 020-A-101 020-A-201 | SCHNEIDER | PC | 7045.584 | 178253275.2 | 1 | 178253275.2 |  | 0 |  | 0 | Spare part for Elevator to immidiately replacement during Catalyst Change Out at RHDS
54 | 2021000817 | PANEL, ELECTRICAL, PARTS, ITEM: IO MODULE, OEM DRAWING NUMBER: VC2155-001-G-014, POSITION NUMBER: 2A004, EQPT MODEL: TWD DDI 16DT, EQPT MANUFACTURER: SCHNEIDER ELECTRIC, ADDITIONAL INFORMATION: 16 INPUTS - 24 VDC, QA/QC DOCUMENT REQUIRED: CO/CQ | 30349 | 020-A-101 020-A-201 | SCHNEIDER | PC | 2651.376 | 67079812.8 | 1 | 67079812.8 |  | 0 |  | 0 | Spare part for Elevator to immidiately replacement during Catalyst Change Out at RHDS
55 | 2021000818 | PANEL, ELECTRICAL, PARTS, ITEM: IO MODULE, OEM DRAWING NUMBER: VC2155-001-G-014, POSITION NUMBER: 2A005, EQPT MODEL: TWD DRA 16RT, EQPT MANUFACTURER: SCHNEIDER ELECTRIC, ADDITIONAL INFORMATION: 16 OUTPUTS - 24 VDC, QA/QC DOCUMENT REQUIRED: CO/CQ | 42501 | 020-A-101 020-A-201 | SCHNEIDER | PC | 3409.224 | 86253367.2 | 1 | 86253367.2 |  | 0 |  | 0 | Spare part for Elevator to immidiately replacement during Catalyst Change Out at RHDS
56 | 2000100919 | PANEL, ELECTRICAL, PARTS ITEM: TIME COUNTER, PART NUMBER: 7KT5801, OEM DRAWING NUMBER: VC2155-001-G-014, POSITION NUMBER: 2H003, EQPT MODEL: 7KT5801, EQPT MANUFACTURER: KUBLER, ADDITIONAL INFORMATION: 10-27VDC, MECHANICAL TIME COUNTER, QA/QC DOCUMENT REQUIRED: CO/CQ | 19919 | 020-A-101 020-A-201 | KEBLER | PC | 555.828 | 14062448.4 | 1 | 14062448.4 |  | 0 |  | 0 | Spare part for Elevator to immidiately replacement during Catalyst Change Out at RHDS
57 | 2021000929 | PANEL, ELECTRICAL, PARTS, ITEM: BRAKE RECTIFIER, PART NUMBER: 304-020, OEM DRAWING NUMBER: VC2155-001-G-014, POSITION NUMBER: 2V001, EQPT MODEL: 45B5023-A1V, EQPT MANUFACTURER: REISSMANN, ADDITIONAL INFORMATION: RECTIFIER BR 500V, 2.3A, 6-PIN, QA/QC DOCUMENT REQUIRED: CO/CQ | 33054 | 020-A-101 020-A-201 | REISSMANN | PC | 243.516 | 6160954.8 |  | 0 |  | 0 | 1 | 6160954.8 | Spare part for Elevator to immidiately replacement during Catalyst Change Out at RHDS
58 | 2021000841 | PANEL,ELECTRICAL,PARTS, ITEM: PROTECTOR SURGE, PART NUMBER: LA4-SKE1U, OEM DRAWING NUMBER: VC2155-001-G-014, POSITION NUMBER: 2V100, 2V102, EQPT MODEL: LA4-SKE1U, EQPT MANUFACTURER: SCHNEIDER ELECTRIC, ADDITIONAL INFORMATION: 110-250VAC, COIL SUPPRESSOR MODULE, QA/QC DOCUMENT REQUIRED: CO/CQ | 22420 | 020-A-101 020-A-201 | SCHNEIDER | PC | 149.604 | 3784981.2 | 1 | 3784981.2 |  | 0 |  | 0 | Spare part for Elevator to immidiately replacement during Catalyst Change Out at RHDS
59 | 2000100920 | PANEL, ELECTRICAL,PARTS, ITEM: NOISE FILTER, ITEM TYPE: RC-MODULE, PART NUMBER: LAD-4RC3U, OEM DRAWING NUMBER: VC2155-001-G-014, POSITION NUMBER: 2V020, 2V030, 2V040, EQPT MODEL: LAD-4RC3U, EQPT MANUFACTURER: SCHNEIDER ELECTRIC, ADDITIONAL INFORMATION: 110-240V, AB D40A TESYS, QA/QC DOCUMENT REQUIRED: CO/CQ | 59702 | 020-A-101 020-A-201 | SCHNEIDER | PC | 200.928 | 5083478.4 | 1 | 5083478.4 |  | 0 |  | 0 | Spare part for Elevator to immidiately replacement during Catalyst Change Out at RHDS
60 | 2000100921 | ELEVATOR, PARTS, ITEM: CABLE, ITEM TYPE: TRAILLING CABLE, PART NUMBER: 43855, OEM DRAWING NUMBER: VC2155-001-G-014, POSITION NUMBER: 8W004, EQPT MODEL: 4G35+11X1,0+2X(1X1,0C)BUSKABLE 3X0,5MM2, EQPT MANUFACTURER: GEDA, ADDITIONAL INFORMATION: FLAT CABLE, QA/QC DOCUMENT REQUIRED: CO/CQ | 43855 | 020-A-101 020-A-201 | GEDA | M | 5429.424 | 137364427.2 | 100 | 13736442720 |  | 0 |  | 0 | Spare part for Elevator to immidiately replacement during Catalyst Change Out at RHDS
61 | 2060129973 | ELEVATOR, PARTS, ITEM: ENCODER, ITEM TYPE: ROTARY ENCODER, PART NUMBER: 8.5020.155A.0256.0100.EX-C, OEM DRAWING NUMBER: VC2155-001-G-014, POSITION NUMBER: 8G001, ITEM MODEL: 8.5020.155A.0256.0100.EX-C, EQPT MANUFACTURER: KUBLER, ADDITIONAL INFORMATION: INCREMENTAL ENCODER 10-30V, 100mA, D=12, SAFETY LOCK, PUSH PULL 24VDC, 0256PPR, ZONE 2, II3G EX NA T4 X, -20/30DEG.C, QA/QC DOCUMENT REQUIRED: CO/CQ | 51237 | 020-A-101 020-A-201 | KEBLER | PC | 5783.232 | 146315769.6 | 2 | 292631539.2 | 2 | 292631539.2 |  | 0 | Spare part for Elevator to immidiately replacement during Catalyst Change Out at RHDS
62 | 2000100922 | ELEVATOR, PARTS, ITEM: SOLENOID, ITEM TYPE: DC SINGLE ACTING, OEM DRAWING NUMBER: VC2155-001-G-014, POSITION NUMBER: 8L005, EQPT MODEL: GTCE 100 AEM A01, EQPT MANUFACTURER: MAGNET SCHULZ, ADDITIONAL INFORMATION: EX MAGNET GTCE 100 AEM A01, 24VDC, 1.6A, 35.4W, IP54, II 2G EX E MB II T, -30/69DEG.C, QA/QC DOCUMENT REQUIRED: CO/CQ | 45655 | 020-A-101 020-A-201 | MAGNET SCHULZ | PC | 40564.524 | 1026282457.2 | 1 | 1026282457.2 |  | 0 |  | 0 | Spare part for Elevator to immidiately replacement during Catalyst Change Out at RHDS
63 | 2060100865 | ELEVATOR, PARTS, ITEM: BUFFER, ITEM TYPE: LIFT BUFFER, SIZE: D=140X250, d=18/35, PART NUMBER: 78018, OEM DRAWING NUMBER: VC2155-001-G-003 / 1-070951 A, POSITION NUMBER: 20 (V), EQPT MANUFACTURER: GEDA, ADDITIONAL INFORMATION: BUFFER P+S, MANUFACTURER: ADITECH, MODEL: 320012,QA/QC DOCUMENT REQUIRED: CO/CQ | 78018 | 020-A-101 020-A-201 | GEDA | PC | 1250.34 | 31633602 | 2 | 63267204 |  | 0 | 2 | 63267204 | Spare part for Elevator to immidiately replacement during Catalyst Change Out at RHDS
64 | 2000100923 | ELEVATOR, PARTS, ITEM: RACK, ITEM TYPE: TOOTHED RACK, SIZE: M8/L=1508,0, PART NUMBER: 77000, OEM DRAWING NUMBER: VC2155-001-G-003 / 1029668_65023, POSITION NUMBER: 30 (V) 1000h, EQPT MANUFACTURER: GEDA, ADDITIONAL INFORMATION: TOOTHED RACK M 8 L=1508,0, QA/QC DOCUMENT REQUIRED: CO/CQ | 77000 | 020-A-101 020-A-201 | GEDA | PC | 2304.12 | 58294236 | 1 | 58294236 |  | 0 |  | 0 | Spare part for Elevator to immidiately replacement during Catalyst Change Out at RHDS
65 | 2000100924 | ELEVATOR, PARTS, ITEM: BEARING, ITEM TYPE: FLOAT BEARING, PART NUMBER: 78041, OEM DRAWING NUMBER: VC2155-001-G-003 / 1-060527 C, POSITION NUMBER: 2000 (V) 1000h, EQPT MANUFACTURER: GEDA, ADDITIONAL INFORMATION: FLOATING BEARING (POS. 2000 (V) 1000h), QA/QC DOCUMENT REQUIRED: CO/CQ | 78041 | 020-A-101 020-A-201 | GEDA | PC | 200.928 | 5083478.4 | 1 | 5083478.4 |  | 0 |  | 0 | Spare part for Elevator to immidiately replacement during Catalyst Change Out at RHDS
66 | 2000100925 | ELEVATOR, PARTS, ITEM: ROLLER, ITEM TYPE: ROLLER SINGLE, PART NUMBER: 46997, OEM DRAWING NUMBER: VC2155-001-G-003 / 1018165, POSITION NUMBER: 300 (V) 2500h, EQPT MANUFACTURER: GEDA, ADDITIONAL INFORMATION: ROLLER SINGLE (POS. 300 (V) 2500h), QA/QC DOCUMENT REQUIRED: CO/CQ | 46997 | 020-A-101 020-A-201 | GEDA | PC | 1806.168 | 45696050.4 | 1 | 45696050.4 |  | 0 |  | 0 | Spare part for Elevator to immidiately replacement during Catalyst Change Out at RHDS
67 | 2000100926 | ELEVATOR, PARTS, ITEM: BEARING, ITEM TYPE: BEARING HOUSING, PART NUMBER: 33200, OEM DRAWING NUMBER: VC2155-001-G-003 / 1011555, POSITION NUMBER: 3000, EQPT MANUFACTURER: GEDA, ADDITIONAL INFORMATION: BEARING HOUSING (POS. 3000), QA/QC DOCUMENT REQUIRED: CO/CQ | 33200 | 020-A-101 020-A-201 | GEDA | PC | 31896.228 | 806974568.4 | 1 | 806974568.4 |  | 0 |  | 0 | Spare part for Elevator to immidiately replacement during Catalyst Change Out at RHDS
68 | 2050800862 | ELEVATOR, PARTS, ITEM: WHEEL, ITEM TYPE: TOOTHED WHEEL, PART NUMBER: 1004281, OEM DRAWING NUMBER: VC2155-001-G-003 / 1-098005, POSITION NUMBER: 40 (V), EQPT MANUFACTURER: GEDA, QA/QC DOCUMENT REQUIRED: CO/CQ | 1004281 | 020-A-101 020-A-201 | GEDA | PC | 2898.168 | 73323650.4 | 1 | 73323650.4 |  | 0 |  | 0 | Spare part for Elevator to immidiately replacement during Catalyst Change Out at RHDS
69 | 2000100927 | ELEVATOR, PARTS, ITEM: BEARING, ITEM TYPE: DEEP GROOVE BALL BEARING, SIZE: 25/47X12MM, PART NUMBER: 53572, OEM DRAWING NUMBER: VC2155-001-G-003 / 1-098005, POSITION NUMBER: 50 (V), EQPT MANUFACTURER: GEDA, ADDITIONAL INFORMATION: DEEP GROOVE BALL BEARING 25/47X12MM, QA/QC DOCUMENT REQUIRED: CO/CQ | 53572 | 020-A-101 020-A-201 | GEDA | PC | - |  | 1 | 0 |  | 0 |  | 0 | The price included in the item with Maximo No. 2050800862 Spare part for Elevator to immidiately replacement during Catalyst Change Out at RHDS
70 | 2050800861 | ELEVATOR, PARTS, ITEM: ROLLER, ITEM TYPE: CASTOR, SIZE: D=78X40 PA, PART NUMBER: 57703, OEM DRAWING NUMBER: VC2155-001-G-003 / 1-098005, POSITION NUMBER: 30 (V), EQPT MANUFACTURER: GEDA, ADDITIONAL INFORMATION: CASTOR D=78X40 PA, QA/QC DOCUMENT REQUIRED: CO/CQ | 57703 | 020-A-101 020-A-201 | GEDA | PC | 279.552 | 7072665.6 | 1 | 7072665.6 |  | 0 |  | 0 | Spare part for Elevator to immidiately replacement during Catalyst Change Out at RHDS
71 | 2000100928 | ELEVATOR, PARTS, ITEM: BEARING, ITEM TYPE: SELL-ALIGNING BALL BEARING, SIZE: 60X130X131, PART NUMBER: 77459, OEM DRAWING NUMBER: VC2155-001-G-003/ 1-098005, POSITION NUMBER: 3020 (V) 1000H, EQPT MANUFACTURER: GEDA, ADDITIONAL INFORMATION: SELF ALIGNING BALL BEARING, QA/QC DOCUMENT REQUIRED: CO/CQ | 77459 | 020-A-101 020-A-201 | GEDA | PC | 2090.088 | 52879226.4 | 2 | 105758452.8 |  | 0 |  | 0 | Spare part for Elevator to immidiately replacement during Catalyst Change Out at RHDS
72 | 2000100929 | ELEVATOR, PARTS, ITEM: BEARING, ITEM TYPE: GROOVED BALL BEARING, SIZE: 6206.2RS, PART NUMBER: 52314 (V), OEM DRAWING NUMBER: VC2155-001-G-003 / 1-103112, POSITION NUMBER: 20, EQPT MODEL: 6206.2RS, EQPT MANUFACTURER: GEDA, ADDITIONAL INFORMATION: GROOVED BALL BEARING 30/ 62x16mm [6206.2RS]SS A2, QA/QC DOCUMENT REQUIRED: CO/CQ | 52314 (V) | 020-A-101 020-A-201 | GEDA | PC | 282.828 | 7155548.4 | 2 | 14311096.8 |  | 0 |  | 0 | Spare part for Elevator to immidiately replacement during Catalyst Change Out at RHDS
73 | 2000100930 | ELEVATOR, PARTS, ITEM: PENDANT, ITEM TYPE: DROP TEST CONTROL, OEM DRAWING NUMBER: VC2155-001-G-014 / P0270-50.002G, POSITION NUMBER: 9B001, EQPT MODEL: A004101, EQPT MANUFACTURER: GEDA, QA/QC DOCUMENT REQUIRED: CO/CQ | A004101 | 020-A-101 020-A-201 | GEDA | PC | 2569.476 | 65007742.8 | 1 | 65007742.8 |  | 0 |  | 0 | Spare part for Elevator to immidiately replacement during Catalyst Change Out at RHDS
74 | 2050800807 | PANEL, ELECTRICAL,PARTS, FUSE, ITEM: MICRO FUSE, SIZE: 6.3MM X 32MM, PART NUMBER: 52761, OEM DRAWING NUMBER: VC2155-001-G-014 , EQPT MODEL: 632.514, EQPT MANUFACTURER: ESKA, ADDITIONAL INFORMATION: 0.5A, 500V, 1KA, 6.3MM X 32MM, QA/QC DOCUMENT REQUIRED: CO/CQ | 52761 | 020-A-101 020-A-201 | ESKA | PC | 17.472 | 442041.6 | 2 | 884083.2 |  | 0 |  | 0 | Spare part for Elevator to immidiately replacement during Catalyst Change Out at RHDS
75 | 2020700214 | ELEVATOR, PARTS, ITEM: SOLENOID, ITEM TYPE: DC SINGLE ACTING, SIZE: GL50E/86, PART NUMBER: GL050.516001, OEM DRAWING NUMBER: VP2155-502-A-005, EQPT MODEL: GL050.516001, EQPT MANUFACTURER: KENDRION, ADDITIONAL INFORMATION: 12VDC, 1.38A, IP30, S=10MM, QA/QC DOCUMENT REQUIRED: CO/CQ | GL050.516001 | 061-ME-001 | KENDRION | PC | 40564.524 | 1026282457.2 | 1 | 1026282457.2 |  | 0 |  | 0 | To replace for the failured part at Site
76 | 2021000836 | PANEL, ELECTRICAL, PARTS, VARISTOR, ITEM: SIOV-S10, PART NUMBER: 14736, OEM DRAWING NUMBER: VC2155-001-G-014, POSITION NUMBER: 2R001, 2R002, ITEM MODEL: SIOV-S10, EQPT MANUFACTURER: EPCOS, ADDITIONAL INFORMATION: 230V/100W, QA/QC DOCUMENT REQUIRED: CO/CQ | 14736 | 020-A-101 020-A-201 | EPCOS | PC | 0 |  |  | 0 |  | 0 | 1 | 0 | Spare part for Elevator to immidiately replacement during Catalyst Change Out at RHDS
77 | 2050800790 | ELEVATOR, PARTS, ITEM: GEAR, ITEM TYPE: GEAR WHEEL, SIZE: M=8, Z=15, D=60, B=85, PART NUMBER: 77021, OEM DRAWING NUMBER: VC2155-001-G-003 / 10011555, POSITION NUMBER: 3110(V) 1000H, EQPT MANUFACTURER: GEDA, QA/QC DOCUMENT REQUIRED: CO/CQ | 77021 | 020-A-101 020-A-201 | GEDA | PC | 3415.776 | 86419132.8 | 1 | 86419132.8 |  | 0 |  | 0 | Spare part for Elevator to immidiately replacement during Catalyst Change Out at RHDS
78 | 2000100931 | ELEVATOR, PARTS, ITEM: SEAL, ITEM TYPE: SHAFT SEAL, SIZE: 90X140X13, PART NUMBER: 77989, OEM DRAWING NUMBER: VC2155-001-G-003 / 10011555, POSITION NUMBER: 3100(V) 1000H, EQPT MANUFACTURER: GEDA, QA/QC DOCUMENT REQUIRED: CO/CQ | 77989 | 020-A-101 020-A-201 | GEDA | PC | 0 |  | 2 | 0 |  | 0 |  | 0 | Spare part for Elevator to immidiately replacement during Catalyst Change Out at RHDS
79 | 2050800786 | ELEVATOR, PARTS, ITEM: GEAR, ITEM TYPE: GEAR WHEEL, SIZE: M=8, Z=16, PART NUMBER: 77386, OEM DRAWING NUMBER: VC2155-001-G-003 / 1-060527 C, POSITION NUMBER: 1800 (V) 1000h, EQPT MANUFACTURER: GEDA, QA/QC DOCUMENT REQUIRED: CO/CQ | 77386 | 020-A-101 020-A-201 | GEDA | PC | 12828.816 | 324569044.8 |  | 0 | 1 | 324569044.8 |  | 0 | Spare part for Elevator to immidiately replacement during Catalyst Change Out at RHDS
80 | 2020700215 | VSD, MANUFACTURER: NORD, RATED POWER: 30kW, RATED VOLTAGE: 380/500V, PHASE: 3, FREQUENCY: 47-63 HZ, DEGREE OF PROTECTION: IP20, ADDITIONAL INFORMATION: P/N #: SK535E-302-340-A; (INCLUDED PROGRAMMING FOR INVERTER, ORDER NO. 275923000), QA/QC DOCUMENT REQUIRED: CO,CQ | SK535E-302-340-A | 022-A-002 | NORD | SET |  | 178157758.064 | 1 | 178157758.064 |  | 0 |  | 0 | To replace for the failured VSD at Site
81 | 2020711748 | RELAY, ELECTRICAL, MANUFACTURER: SCHNEIDER, MODEL: RSB2A080F7, RELAY FUNCTION: INTERFACE RELAY, CONFIGURATION, CONTACT: 2CO, RATED COIL VOLTAGE: 96-144 VAC, RATED FREQUENCY: 50/60HZ, QA/QC DOCUMENT REQUIRED: CO,CQ | RSB2A080F7 | 022-A-002 | SCHNEIDER | PC |  | 345802.6 | 1 | 345802.6 |  | 0 | 1 | 345802.6 | To keep spare part for emergency case
82 | 2020711760 | RELAY, ELECTRICAL, MANUFACTURER: SCHNEIDER, MODEL: RM17TA00, RELAY FUNCTION: MULTIFUNCTION CONTROL RELAY, CONFIGURATION, CONTACT: 1CO, RATED COIL VOLTAGE: 208-480 VAC, RATED FREQUENCY: 50/60HZ, QA/QC DOCUMENT REQUIRED: CO,CQ | RM17TA00 | 022-A-002 | SCHNEIDER | PC |  | 5054793.744 | 1 | 5054793.744 |  | 0 |  | 0 | To keep spare part for emergency case
83 | 2020711765 | CONTACTOR, ELECTRICAL, MANUFACTURER: SCHNEIDER, MODEL: LC1-D65F7, TYPE: POWER, RATED COIL VOLTAGE: 110 VAC, RATED CURRENT: 65A, RATED VOLTAGE(INSULATION): 690 VAC, CONFIGURATION, MAIN CONTACT: 1NO, CONFIGURATION, AUX CONTACT: 1NC, RATED FREQUENCY: 50-60HZ, QA/QC DOCUMENT REQUIRED: CO,CQ | LC1-D65F7 | 022-A-002 | SCHNEIDER | PC |  | 7226304.8 |  | 0 | 1 | 7226304.8 |  | 0 | To keep spare part for emergency case
84 | 2021011785 | RECTIFIER, MANUFACTURER: DIOTEC, MODEL: KBPC35006, TYPE: BRIDGE, INPUT VOLTAGE: 420VAC, OUTPUT VOLTAGE: 600VDC, RATED POWER: 21W, RATED CURRENT: 35A, QA/QC DOCUMENT REQUIRED: CO,CQ | KBPC35006 | 022-A-002 | DIOTEC | PC |  | 106390.856 | 1 | 106390.856 |  | 0 |  | 0 | To keep spare part for emergency case
85 | 2020555908 | MODULE, MANUFACTURER: UNITRONICS, MODEL/ PART NUMBER: EX-D16A3-RO8, FUNCTION: XL I/O EXPANSION MODULE DI16 A13/O8 RELAY, RATED VOLTAGE: 24 VDC, ADDITIONAL INFORMATION: (INCLUDED COMPLETE PLC VISION PROGRAMMING, ORDER NO. EX-D16A3-RO8), QA/QC DOCUMENT REQUIRED: CO,CQ | EX-D16A3-RO8 | 022-A-002 | UNITRONICS | PC |  | 79451863.92 | 1 | 79451863.92 |  | 0 | 1 | 79451863.92 | To keep spare part for emergency case
86 | 2020700216 | CONTROLLER, INDICATING, ELECTRONIC, MANUFACTURER: NORD, MODEL: SK-TU3-PAR, TYPE, CONTROLLER: FREQUENCY, POWER SUPPLY: 4.5-30 VDC, INGRESS PROTECTION: IP20, QA/QC DOCUMENT REQUIRED: CO,CQ | SK-TU3-PAR | 022-A-002 | NORD | PC |  | 12856229.672 | 1 | 12856229.672 |  | 0 |  | 0 | To keep spare part for emergency case
87 | 2021011767 | RESISTOR, RATED POWER: 0.25W, TOLERANCE: +/-5%, RESISTANCE: 680 OHM, ADDITIONAL INFORMATION: EQPT MANUFACTURER: STROS, EQPT PART: 3711456241950, QA/QC DOCUMENT REQUIRED: CO,CQ | 3711456241950 | 022-A-002 | STROS | PC |  | 26500.76 | 2 | 53001.52 |  | 0 |  | 0 | To keep spare part for emergency case
88 | 2060129972 | ELEVATOR, PASSENGER, PARTS, ITEM: ENCODER, INCREMENTAL, PART NUMBER: 8.5020.255E.1024, OEM DRAWING NUMBER: E168/EPB, POSITION NUMBER: JP (PAGE/SHEETS: 45/59), EQPT MODEL: EN81 - 1, EQPT MANUFACTURER: STROS, ADDITIONAL INFORMATION: MANUF: KUBLER; D=12, SAFETY LOCK, PUSH PULL 24VDC, 1024PPR, QA/QC DOCUMENT REQUIRED: CO,CQ | 8.5020.255E.1024 | 022-A-002 | STROS | PC |  | 38720842.16 | 1 | 38720842.16 |  | 0 | 1 | 38720842.16 | It was failure many time. Need to keep spare part available for immidiately replacement
89 | 2000101028 | RESISTOR, RATED POWER: 2W, TOLERANCE: +/-5%, RESISTANCE: 560 OHM, ADDITIONAL INFORMATION: EQPT MANUFACTURER: STROS, EQPT PART: 3711515303112, QA/QC DOCUMENT REQUIRED: CO,CQ | 3711515303112 | 022-A-002 | STROS | PC |  | 106390.856 | 2 | 212781.712 | 2 | 212781.712 |  | 0 | To keep spare part for emergency case
90 | 2060202060 | SWITCH, POSITION, MANUFACTURER: SCHNEIDER, MODEL: ZCMD37L5, SWITCH RATING: 250VAC/ 10A, MATERIAL, HOUSING: ZAMAK (A ZINC ALLOY), ARRANGEMENT, CONTACT: 2NC + 1NO, PROCESS CONNECTION: PRE-CABLED BODY/ CONTACT ASSEMBLIES, CONNECTION, ELECTRICAL: CABLE LENGTH: 5 METERS, INGRESS PROTECTION: IP66/67, ADDITIONAL INFORMATION: N/C CONTACT WITH POSITIVE OPENING OPERATION, QA/QC DOCUMENT REQUIRED: CO,CQ | ZCMD37L5 | 022-A-002 | SCHNEIDER | PC |  | 3957662.28 | 1 | 3957662.28 |  | 0 | 1 | 3957662.28 | To keep spare part for emergency case
91 | 2000101029 | CIRCUIT BREAKER, TYPE: MOTOR CIRCUIT BREAKER, POLES: 3P, RATED VOLTAGE: 690VAC, RATED CURRENT: 1 - 1.6A, FRAME SIZE: GV2-RT06, ADDITIONAL INFORMATION: MANUF: SCHNEIDER, QA/QC DOCUMENT REQUIRED: CO,CQ | GV2-RT06 | 022-A-002 | SCHNEIDER | PC |  | 3352152.232 |  | 0 | 1 | 3352152.232 |  | 0 | To keep spare part for emergency case
92 | 2000101030 | MOTOR, ELECTRIC, TYPE OF MOTOR: 132M/4 BRE100 HL RG TF, RATED VOLTAGE: 230/400 VAC, RATED FREQUENCY: 50 HZ, PHASE: 3 PH, RATED OUTPUT: 7.5 KW, NUMBER OF POLES: 4, RATED SPEED: 1445, FRAME SIZE: 132M/4, METHOD OF MOUNTING: FLANGE MOUNTED, INGRESS PROTECTION: IP55, TYPE OF PROTECTION: IEC 60079-14, ADDITIONAL INFORMATION: (INCLUDING PREPARATION FOR ENCODER 8.5020.255E.1024), MANUFACTURER: NORD DRIVESYSTEMS, QA/QC DOCUMENT REQUIRED: CO,CQ | 132M/4 BRE100 HL RG TF | 022-A-002 | NORD | PC |  | 603228397.2 |  | 0 | 1 | 603228397.2 |  | 0 | To keep spare part for emergency case
93 | 2000101031 | ELEVATOR, PASSENGER, PARTS, ITEM: COMPLETE BRAKE RESISTORS BANK, PART NUMBER: 1815757, OEM DRAWING NUMBER: E168/EPB, POSITION NUMBER: RB (PAGE/SHEETS: 48/59), EQPT MODEL: EN81 - 1, EQPT MANUFACTURER: STROS, ADDITIONAL INFORMATION: BRAKE RESISTORS 20KW+ EMERGENCY LOWERING, EL.S 1815757, 16X25.5Ω 2.0KW, QA/QC DOCUMENT REQUIRED: CO,CQ | 1815757 | 022-A-002 | STROS | PC |  | 163174874.72 |  | 0 | 1 | 163174874.72 |  | 0 | To keep spare part for emergency case
94 | 2020522277 | ELEVATOR, PASSENGER, PARTS, ITEM: SWITCH, ITEM TYPE: SWITCH, SAFETY, WITH BOW OPERATE, PART NUMBER: 99500006572, OEM DRAWING NUMBER: VP2155-502-A-005, EQPT MANUFACTURER: THYSSENKRUPP, QA/QC DOCUMENT REQUIRED: CO/CQ | 99500006572 | 061-ME-001 | THYSSENKRUPP | PC |  |  |  | 0 |  | 0 | 1 | 0
95 | 2060122260 | ELEVATOR, PASSENGER, PARTS, ITEM: MAGNET, ITEM TYPE: MAGNET, 12V, PART NUMBER: 0099530800, OEM DRAWING NUMBER: VP2155-502-A-005, EQPT MANUFACTURER: THYSSENKRUPP, QA/QC DOCUMENT REQUIRED: CO/CQ | 0099530800 | 061-ME-001 | THYSSENKRUPP | PC |  |  |  | 0 | 1 | 0 |  | 0
96 | 2060122262 | ELEVATOR, PASSENGER, PARTS, ITEM: SWITCH, ITEM TYPE: SWITCH, MAGNETIC/REED, M8 THREAD, 1S, SENSOR, PART NUMBER: 99500009327, OEM DRAWING NUMBER: VP2155-502-A-005, EQPT MANUFACTURER: THYSSENKRUPP, QA/QC DOCUMENT REQUIRED: CO/CQ | 99500009327 | 061-ME-001 | THYSSENKRUPP | PC |  |  | 1 | 0 |  | 0 | 1 | 0
97 | 2060122263 | ELEVATOR, PASSENGER, PARTS, ITEM: SWITCH, ITEM TYPE: SWITCH, PROXIMITY, MAGNETIC, 1W, 15 WD, PART NUMBER: 6557036010, OEM DRAWING NUMBER: VP2155-502-A-005, EQPT MANUFACTURER: THYSSENKRUPP, QA/QC DOCUMENT REQUIRED: CO/CQ | 6557036010 | 061-ME-001 | THYSSENKRUPP | PC |  | 0 | 1 | 0 |  | 0 | 1 | 0
98 | 2060122264 | ELEVATOR, PASSENGER, PARTS, ITEM: SWITCH, ITEM TYPE: SWITCH, BISTABLE/MAGNETIC, 2 POLE, 3.5M, PART NUMBER: 6557005010, OEM DRAWING NUMBER: VP2155-502-A-005, EQPT MANUFACTURER: THYSSENKRUPP, QA/QC DOCUMENT REQUIRED: CO/CQ | 6557005010 | 061-ME-001 | THYSSENKRUPP | PC |  | 0 | 1 | 0 |  | 0 | 1 | 0
99 | 2060122265 | ELEVATOR, PASSENGER, PARTS, ITEM: SWITCH, ITEM TYPE: SWITCH, BISTABLE/MAGNETIC, 2 POLE, 8M, PART NUMBER: 6557018010, OEM DRAWING NUMBER: VP2155-502-A-005, EQPT MANUFACTURER: THYSSENKRUPP, QA/QC DOCUMENT REQUIRED: CO/CQ | 6557018010 | 061-ME-001 | THYSSENKRUPP | PC |  | 0 | 1 | 0 |  | 0 | 1 | 0
100 | 2060122273 | ELEVATOR, PASSENGER, PARTS, ITEM: SWITCH, ITEM TYPE: SWITCH, SAFETY, 1NO 1NC CONTACT, W.RA. VAR., PART NUMBER: 0099216220, OEM DRAWING NUMBER: VP2155-502-A-005, EQPT MANUFACTURER: THYSSENKRUPP, QA/QC DOCUMENT REQUIRED: CO/CQ | 0099216220 | 061-ME-001 | THYSSENKRUPP | PC |  | 0 | 1 | 0 |  | 0 | 1 | 0
101 | 2060122274 | ELEVATOR, PASSENGER, PARTS, ITEM: SWITCH, ITEM TYPE: SWITCH, SAFETY, 1NO 1NC CONTACT, LOCKING W.RA., PART NUMBER: 0099257080, OEM DRAWING NUMBER: VP2155-502-A-005, EQPT MANUFACTURER: THYSSENKRUPP, QA/QC DOCUMENT REQUIRED: CO/CQ | 0099257080 | 061-ME-001 | THYSSENKRUPP | PC |  | 0 | 1 | 0 |  | 0 | 1 | 0
102 | 2060122275 | ELEVATOR, PASSENGER, PARTS, ITEM: SWITCH, ITEM TYPE: SWITCH, SAFETY, 1NO 1NC CONTACT, ROLLER ARM RV, PART NUMBER: 99500009586, OEM DRAWING NUMBER: VP2155-502-A-005, EQPT MANUFACTURER: THYSSENKRUPP, QA/QC DOCUMENT REQUIRED: CO/CQ | 99500009586 | 061-ME-001 | THYSSENKRUPP | PC |  | 0 | 1 | 0 |  | 0 | 1 | 0
103 | 2060122290 | ELEVATOR, PASSENGER, PARTS, ITEM: MODULE, ITEM TYPE: MODULE, 125A, AY MOUNTING HSR2, PART NUMBER: 66200009236_L, OEM DRAWING NUMBER: VP2155-502-A-005, EQPT MANUFACTURER: THYSSENKRUPP, QA/QC DOCUMENT REQUIRED: CO/CQ | 66200009236_L | 061-ME-001 043-Y-001 | THYSSENKRUPP | PC |  | 0 | 1 | 0 |  | 0 | 1 | 0
104 | 2060122294 | ELEVATOR, PASSENGER, PARTS, ITEM: BOARD, ITEM TYPE: BOARD, PRINTED CIRCUIT, AY, 136MM TWIN ARROWS MA10 RED, PART NUMBER: 65600001175, OEM DRAWING NUMBER: VP2155-502-A-005, EQPT MANUFACTURER: THYSSENKRUPP, QA/QC DOCUMENT REQUIRED: CO/CQ | 65600001175 | 061-ME-001 | THYSSENKRUPP | PC |  | 0 | 1 | 0 |  | 0 |  | 0
105 | 2060122296 | ELEVATOR, PASSENGER, PARTS, ITEM: BOARD, ITEM TYPE: BOARD, PRINTED CIRCUIT, AY, HSD1, PART NUMBER: 66200009288, OEM DRAWING NUMBER: VP2155-502-A-005, EQPT MANUFACTURER: THYSSENKRUPP, QA/QC DOCUMENT REQUIRED: CO/CQ | 66200009288 | 061-ME-001 | THYSSENKRUPP | PC |  | 0 | 1 | 0 |  | 0 |  | 0
106 | 2060122309 | ELEVATOR, PASSENGER, PARTS, ITEM: BOARD, ITEM TYPE: BOARD, PRINTED CIRCUIT, AY, RSF2 SYNERGY, PART NUMBER: 65190009206_L, OEM DRAWING NUMBER: VP2155-502-A-005, EQPT MANUFACTURER: THYSSENKRUPP, QA/QC DOCUMENT REQUIRED: CO/CQ | 65190009206_L | 061-ME-001 | THYSSENKRUPP | PC |  | 0 | 1 | 0 |  | 0 |  | 0
107 | 2060122313 | ELEVATOR, PASSENGER, PARTS, ITEM: BOARD, ITEM TYPE: BOARD, PRINTED CIRCUIT, AY, TF1 PHONE CARD, PART NUMBER: 6519031660, OEM DRAWING NUMBER: VP2155-502-A-005, EQPT MANUFACTURER: THYSSENKRUPP, QA/QC DOCUMENT REQUIRED: CO/CQ | 6519031660 | 061-ME-001 | THYSSENKRUPP | PC |  | 0 | 1 | 0 |  | 0 |  | 0
108 | 2060122315 | ELEVATOR, PASSENGER, PARTS, ITEM: SWITCH, ITEM TYPE: SWITCH, AY, IP54 ENCLOSURE, WITH BRIDGE, PART NUMBER: 99000001196, OEM DRAWING NUMBER: VP2155-502-A-005, EQPT MANUFACTURER: THYSSENKRUPP, QA/QC DOCUMENT REQUIRED: CO/CQ | 99000001196 | 061-ME-001 | THYSSENKRUPP | PC |  |  |  | 0 | 1 | 0 |  | 0
109 | 2070322259 | ELEVATOR, PASSENGER, PARTS, ITEM: CURTAIN, ITEM TYPE: CURTAIN, LIGHT, TRANSMITTER/RECIEVER, PART NUMBER: 99500011085, OEM DRAWING NUMBER: VP2155-502-A-005, EQPT MANUFACTURER: THYSSENKRUPP, QA/QC DOCUMENT REQUIRED: CO/CQ | 99500011085 | 061-ME-001 | THYSSENKRUPP | PC |  |  |  | 0 | 1 | 0 |  | 0
110 | TBU | ELEVATOR, PASSENGER, PARTS, ITEM: SWITCH, ITEM TYPE: PUSHBUTTON SWITCH; 230VAC; 16A; FOR DIN RAIL MOUNTING, MANUFACTURER PART NUMBER: SVN351, HAGER, PART NUMBER: SVN351, OEM DRAWING NUMBER: VP2155-502-A-005, EQPT MANUFACTURER: HAGER, QA/QC DOCUMENT REQUIRED: CO/CQ | SVN351 | 061-ME-001 | THYSSENKRUPP | PC |  |  |  | 0 | 1 | 0 |  | 0
111 | TBU | ELEVATOR, PASSENGER, PARTS, ITEM: CIRCUIT BREAKER, ITEM TYPE: MINI CIRCUIT BREAKER,PART NUMBER: S201-K4, 1-POLES, 4 AMPS, 480Y/277 VAC, K-TRIP CURVE, 6 KA, ABB, PART NUMBER: S201-K4, OEM DRAWING NUMBER: VP2155-502-A-005, EQPT MANUFACTURER: ABB, QA/QC DOCUMENT REQUIRED: CO/CQ | S201-K4 | 061-ME-001 | HAGER | PC |  |  |  | 0 |  | 0 | 1 | 0
112 | TBU | ELEVATOR, PASSENGER, PARTS, ITEM: SWITCH, ITEM TYPE: ISOLATOR SWITCH, KFD2-SR2-EX2.W, P/N: 132960, PART NUMBER: 132960, OEM DRAWING NUMBER: VP2155-502-A-005, EQPT MANUFACTURER: PEPPERL +FUCHS, QA/QC DOCUMENT REQUIRED: CO/CQ | 132960 | 061-ME-001 | ABB | PC |  |  | 1 | 0 |  | 0 | 1 | 0
113 | TBU | ELEVATOR, PASSENGER, PARTS, ITEM: TRANSFORMER , ITEM TYPE: TRANSFORMER B0211105, 65410002779, 400V/24V, 0.18AAC/4ADC , PART NUMBER: 65410002779, OEM DRAWING NUMBER: VP2155-502-A-005, EQPT MANUFACTURER: BLOCK, QA/QC DOCUMENT REQUIRED: CO/CQ | 65410002779 | 061-ME-001 | PEPPERL+FUCHS | PC |  |  |  | 0 |  | 0 | 1 | 0
114 | TBU | ELEVATOR, PASSENGER, PARTS, ITEM: RELAY, ITEM TYPE: VOLTAGE MONITORING RELAY E1PF400VSY01, PART NUMBER: E1PF400VSY01, OEM DRAWING NUMBER: VP2155-502-A-005, EQPT MANUFACTURER: TELE, QA/QC DOCUMENT REQUIRED: CO/CQ | E1PF400VSY01 | 061-ME-001 | BLOCK | PC |  | 0 | 1 | 0 | 1 | 0 |  | 0
115 | TBU | ELEVATOR, PASSENGER, PARTS, ITEM: CHOKE, ITEM TYPE: COMMUTATING CHOKE 3X0,43MH 34A, PART NUMBER: 1753445011, OEM DRAWING NUMBER: VP2155-502-A-005, EQPT MANUFACTURER: THYSSENKRUPP, QA/QC DOCUMENT REQUIRED: CO/CQ | 1753445011 | 061-ME-001 | TELE | PC |  |  |  | 0 |  | 0 | 1 | 0
116 | TBU | ELEVATOR, PASSENGER, PARTS, ITEM: SWITCH, ITEM TYPE: PROTECTIVE MOTOR SWITCH GV2-MEO4, PART NUMBER: 0099522300, OEM DRAWING NUMBER: VP2155-502-A-005, EQPT MANUFACTURER: THYSSENKRUPP, QA/QC DOCUMENT REQUIRED: CO/CQ | 0099522300 | 061-ME-001 | THYSSENKRUPP | PC |  |  |  | 0 |  | 0 | 1 | 0
117 | 2020500043 | ELEVATOR, PASSENGER, PARTS, ITEM: SWITCH, ITEM TYPE: PROXIMITY SWITCH, PART NUMBER: 0099207600, OEM DRAWING NUMBER: VP2155-502-A-005, EQPT MANUFACTURER: THYSSENKRUPP, QA/QC DOCUMENT REQUIRED: CO/CQ | 0099207600 | 061-ME-001 043-Y-001 | THYSSENKRUPP | PC |  |  |  | 0 | 1 | 0 |  | 0
118 | 2020500044 | ELEVATOR, PASSENGER, PARTS, ITEM: SWITCH, ITEM TYPE: PROXIMITY SWITCH INDUKTIV 2WIRES GW15, PART NUMBER: 65570009203, OEM DRAWING NUMBER: VP2155-502-A-005, EQPT MANUFACTURER: THYSSENKRUPP, QA/QC DOCUMENT REQUIRED: CO/CQ | 65570009203 | 061-ME-001 043-Y-001 | THYSSENKRUPP | PC |  |  |  | 0 | 1 | 0 |  | 0
119 | TBU | ELEVATOR, PASSENGER, PARTS, ITEM: POWER PACK, ITEM TYPE: POWER PACK POWER-RAIL KFD2-EB2, PART NUMBER: 0099209600, OEM DRAWING NUMBER: VP2155-502-A-005, EQPT MANUFACTURER: THYSSENKRUPP, QA/QC DOCUMENT REQUIRED: CO/CQ | 0099209600 | 061-ME-001 | THYSSENKRUPP | PC |  |  |  | 0 |  | 0 | 1 | 0
120 | 2060118733 | ELEVATOR, PASSENGER, PARTS, ITEM: SAFETY RELAIS , ITEM TYPE: SAFETY RELAIS 2CHANEL 3NO+1NC CONTACTS, PART NUMBER: 99500010613, OEM DRAWING NUMBER: VP2155-502-A-005, EQPT MANUFACTURER: THYSSENKRUPP, QA/QC DOCUMENT REQUIRED: CO/CQ | 99500010613 | 061-ME-001 043-Y-001 | THYSSENKRUPP | PC |  | 0 | 1 | 0 | 1 | 0 |  | 0
121 | TBU | ELEVATOR, PASSENGER, PARTS, ITEM: BREAKER, ITEM TYPE: BREAKER NH00 3POL 690VAC, PART NUMBER: 99500012147, OEM DRAWING NUMBER: VP2155-502-A-005, EQPT MANUFACTURER: THYSSENKRUPP, QA/QC DOCUMENT REQUIRED: CO/CQ | 99500012147 | 061-ME-001 | THYSSENKRUPP | PC |  |  |  | 0 |  | 0 | 1 | 0
122 | TBU | ELEVATOR, PASSENGER, PARTS, ITEM: GUIDE RAIL, ITEM TYPE: AY GUIDE RAIL FOR DOOR PANEL S8 K8 A, PART NUMBER: 60900009405, OEM DRAWING NUMBER: VP2155-502-A-005, EQPT MANUFACTURER: THYSSENKRUPP, QA/QC DOCUMENT REQUIRED: CO/CQ | 60900009405 | 061-ME-001 | THYSSENKRUPP | PC |  |  |  | 0 |  | 0 | 1 | 0
123 | TBU | ELEVATOR, PASSENGER, PARTS, ITEM: POWER PACK , ITEM TYPE: AY POWER PACK 230V/15V 2A HAT-TYPE RAIL, PART NUMBER: 99500007388, OEM DRAWING NUMBER: VP2155-502-A-005, EQPT MANUFACTURER: THYSSENKRUPP, QA/QC DOCUMENT REQUIRED: CO/CQ | 99500007388 | 061-ME-001 | THYSSENKRUPP | PC |  |  |  | 0 |  | 0 | 1 | 0
124 | TBU | ELEVATOR, PASSENGER, PARTS, ITEM: CONTROLLER, ITEM TYPE: AY SPEED CONTROLLER F4, PART NUMBER: 65320009206, OEM DRAWING NUMBER: VP2155-502-A-005, EQPT MANUFACTURER: THYSSENKRUPP, QA/QC DOCUMENT REQUIRED: CO/CQ | 65320009206 | 061-ME-001 | THYSSENKRUPP | PC |  | 0 | 1 | 0 |  | 0 | 1 | 0
125 | 2060118835 | ELEVATOR, PASSENGER, PARTS, ITEM: GUIDE RAIL, ITEM TYPE: AY GUIDE RAIL FOR DOOR PANEL S8 K8 A, PART NUMBER: 6090 000 9405, OEM DRAWING NUMBER: VP2155-502-A-005, EQPT MANUFACTURER: THYSSENKRUPP, QA/QC DOCUMENT REQUIRED: CO/CQ | 6090 000 9405 | 061-ME-001 043-Y-001 | THYSSENKRUPP | PC |  |  |  | 0 |  | 0 | 1 | 0
126 | TBU | ELEVATOR, PASSENGER, PARTS, ITEM: EMERGENCY UNLOCKING, ITEM TYPE: AY EMERGENCY UNLOCKING DEVICE M2T S8 A L, PART NUMBER: 60940009324, OEM DRAWING NUMBER: VP2155-502-A-005, EQPT MANUFACTURER: THYSSENKRUPP, QA/QC DOCUMENT REQUIRED: CO/CQ | 60940009324 | 061-ME-001 | THYSSENKRUPP | PC |  | 0 | 1 | 0 |  | 0 | 1 | 0
127 | 2060118728 | ELEVATOR, PASSENGER, PARTS, ITEM: FUSE, ITEM TYPE: NH FUSE 00 50 GL500 WS, PART NUMBER: 5102690, OEM DRAWING NUMBER: VP2155-502-A-005, EQPT MANUFACTURER: THYSSENKRUPP, QA/QC DOCUMENT REQUIRED: CO/CQ | 5102690 | 061-ME-001 043-Y-001 | THYSSENKRUPP | PC |  | 0 | 3 | 0 |  | 0 | 3 | 0
128 | 2060122281 | ELEVATOR, PASSENGER, PARTS, ITEM: FUSE, ITEM TYPE: FUSE 2A 5X20, PART NUMBER: 5100970, OEM DRAWING NUMBER: VP2155-502-A-005, EQPT MANUFACTURER: THYSSENKRUPP, QA/QC DOCUMENT REQUIRED: CO/CQ | 5100970 | 061-ME-001 | THYSSENKRUPP | PC |  | 0 | 1 | 0 |  | 0 | 1 | 0
129 | TBU | ELEVATOR, PASSENGER, PARTS, ITEM: AMPLIFIER, ITEM TYPE: ISOLATING AMPLIFIER, PART NUMBER: 6557037010, OEM DRAWING NUMBER: VP2155-502-A-005, EQPT MANUFACTURER: THYSSENKRUPP, QA/QC DOCUMENT REQUIRED: CO/CQ | 6557037010 | 061-ME-001 | THYSSENKRUPP | PC |  | 0 | 1 | 0 |  | 0 | 1 | 0
130 | 2020522276 | ELEVATOR, PASSENGER, PARTS, ITEM:SWITCH, ITEM TYPE: SWITCH SAFETY WITH END PLUNGER, PART NUMBER:99500009351, OEM DRAWING NUMBER: VP2155-502-A-005, EQPT MANUFACTURER: THYSSENKRUPP, QA/QC DOCUMENT REQUIRED: CO/CQ | 99500009351 | 061-ME-001 | THYSSENKRUPP | PC |  | 0 | 1 | 0 |  | 0 | 1 | 0
131 | 2020718713 | ELEVATOR, PASSENGER, PARTS, ITEM:RELAY, ITEM TYPE:RELAY 24VDC COIL 2S 2OE CONTACTOR, PART NUMBER: 6570068010, OEM DRAWING NUMBER: VP2155-502-A-005, EQPT MANUFACTURER: THYSSENKRUPP, QA/QC DOCUMENT REQUIRED: CO/CQ | 6570068010 | 061-ME-001 043-Y-001 | THYSSENKRUPP | PC |  | 0 | 1 | 0 |  | 0 | 1 | 0
132 | 2021018732 | ELEVATOR, PASSENGER, PARTS, ITEM:SUPPRESSOR, ITEM TYPE:SUPPRESSOR RC CIRCUIT 110 TO 240VAC, PART NUMBER: 99500001973, OEM DRAWING NUMBER: VP2155-502-A-005, EQPT MANUFACTURER: THYSSENKRUPP, QA/QC DOCUMENT REQUIRED: CO/CQ | 99500001973 | 061-ME-001 043-Y-001 | THYSSENKRUPP | PC |  |  |  | 0 | 1 | 0 |  | 0
133 | 2021222283 | ELEVATOR, PASSENGER, PARTS, ITEM:STATION, ITEM TYPE:STATION ENGINE ROOM CALL STATION, PART NUMBER:0099131030, OEM DRAWING NUMBER: VP2155-502-A-005, EQPT MANUFACTURER: THYSSENKRUPP, QA/QC DOCUMENT REQUIRED: CO/CQ | 0099131030 | 061-ME-001 | THYSSENKRUPP | PC |  | 0 | 1 | 0 |  | 0 | 1 | 0
134 | 2021222284 | ELEVATOR, PASSENGER, PARTS, ITEM:STATION, ITEM TYPE:STATION CALL/INTERCOM, PART NUMBER:0099135030, OEM DRAWING NUMBER: VP2155-502-A-005, EQPT MANUFACTURER: THYSSENKRUPP, QA/QC DOCUMENT REQUIRED: CO/CQ | 0099135030 | 061-ME-001 | THYSSENKRUPP | PC |  | 0 | 1 | 0 |  | 0 | 1 | 0
135 | 2060118716 | ELEVATOR, PASSENGER, PARTS, ITEM:BELT, ITEM TYPE:BELT, V, 8-PJ559, 559MM OC, POLY-V 8 RIBBED, PART NUMBER:5640240, OEM DRAWING NUMBER: VP2155-502-A-005, EQPT MANUFACTURER: THYSSENKRUPP, QA/QC DOCUMENT REQUIRED: CO/CQ | 5640240 | 061-ME-001 043-Y-001 | THYSSENKRUPP | PC |  |  |  | 0 | 1 | 0 |  | 0
136 | 2060118718 | ELEVATOR, PASSENGER, PARTS, ITEM:CONTACTOR, ITEM TYPE:CONTACTOR, POWER, 230VAC, 32A, 3H, 1S, 1OE CONTACT ARRANGEMENT, PART NUMBER:99500001916, OEM DRAWING NUMBER: VP2155-502-A-005, EQPT MANUFACTURER: THYSSENKRUPP, QA/QC DOCUMENT REQUIRED: CO/CQ | 99500001916 | 061-ME-001 043-Y-001 | THYSSENKRUPP | PC |  |  |  | 0 | 1 | 0 |  | 0
137 | 2060118719 | ELEVATOR, PASSENGER, PARTS, ITEM:CONTACTOR, ITEM TYPE:CONTACTOR, POWER, 230VAC, 9A, 3H, 1S, 1OE CONTACT ARRANGEMENT, PART NUMBER:99000001801, OEM DRAWING NUMBER: VP2155-502-A-005, EQPT MANUFACTURER: THYSSENKRUPP, QA/QC DOCUMENT REQUIRED: CO/CQ | 99000001801 | 061-ME-001 043-Y-001 | THYSSENKRUPP | PC |  |  |  | 0 | 1 | 0 |  | 0
138 | 2060118720 | ELEVATOR, PASSENGER, PARTS, ITEM:CONTACTOR, ITEM TYPE:CONTACTOR, POWER, 230VAC, 40A, 3H, 1S, 1OE CONTACT ARRANGEMENT, PART NUMBER:99500010015, OEM DRAWING NUMBER: VP2155-502-A-005, EQPT MANUFACTURER: THYSSENKRUPP, QA/QC DOCUMENT REQUIRED: CO/CQ | 99500010015 | 061-ME-001 043-Y-001 | THYSSENKRUPP | PC |  | 0 | 1 | 0 |  | 0 | 1 | 0
139 | 2060118723 | ELEVATOR, PASSENGER, PARTS, ITEM:SWITCH, ITEM TYPE:SWITCH, PROXIMITY SWITCH, 8.2 VDC, NJ4-12GK-N-5M, PART NUMBER:106415, OEM DRAWING NUMBER: VP2155-502-A-005, EQPT MANUFACTURER: PEPPERL+FUCHS, QA/QC DOCUMENT REQUIRED: CO/CQ | 106415 | 061-ME-001 043-Y-001 | THYSSENKRUPP | PC |  | 0 | 1 | 0 |  | 0 | 1 | 0
140 | 2060118724 | ELEVATOR, PASSENGER, PARTS, ITEM:SWITCH, ITEM TYPE:SWITCH, PROXIMITY, 8.2 VDC, SJ10-N-5M, PART NUMBER:106611, OEM DRAWING NUMBER: VP2155-502-A-005, EQPT MANUFACTURER: PEPPERL+FUCHS, QA/QC DOCUMENT REQUIRED: CO/CQ | 106611 | 061-ME-001 043-Y-001 | PEPPERL+FUCHS | PC |  |  |  | 0 | 1 | 0 |  | 0
141 | 2060118725 | ELEVATOR, PASSENGER, PARTS, ITEM:SWITCH, ITEM TYPE:SWITCH, PROXIMITY, 5 TO 25VDC, 1.5KHZ SWITCHING FREQUENCY, PART NUMBER:0099204600, OEM DRAWING NUMBER: VP2155-502-A-005, EQPT MANUFACTURER: THYSSENKRUPP, QA/QC DOCUMENT REQUIRED: CO/CQ | 0099204600 | 061-ME-001 | PEPPERL+FUCHS | PC |  | 0 | 1 | 0 |  | 0 | 1 | 0
142 | 2060118729 | ELEVATOR, PASSENGER, PARTS, ITEM:RELAY, ITEM TYPE:RELAY, PH MONITOR, 1/3PH, 1NC, 1C CONTACT ARRANGEMENT, 3 PHASE, PHASE MONITOR RELAY, PART NUMBER:99500001125, OEM DRAWING NUMBER: VP2155-502-A-005, EQPT MANUFACTURER: THYSSENKRUPP, QA/QC DOCUMENT REQUIRED: CO/CQ | 99500001125 | 061-ME-001 043-Y-001 | THYSSENKRUPP | PC |  |  |  | 0 | 1 | 0 |  | 0
143 | 2060118736 | ELEVATOR, PASSENGER, PARTS, ITEM:BREAKER, ITEM TYPE:BREAKER, CIRCUIT, 690VAC, 3P, NH00, PART NUMBER:0099723030, OEM DRAWING NUMBER: VP2155-502-A-005, EQPT MANUFACTURER: THYSSENKRUPP, QA/QC DOCUMENT REQUIRED: CO/CQ | 0099723030 | 061-ME-001 043-Y-001 | THYSSENKRUPP | PC |  |  |  | 0 |  | 0 | 1 | 0
144 | 2060118737 | ELEVATOR, PASSENGER, PARTS, ITEM:RELAY, ITEM TYPE:RELAY, IMPULSE, 230/240VAC, 2NO 2NC, PART NUMBER:0099256080, OEM DRAWING NUMBER: VP2155-502-A-005, EQPT MANUFACTURER: THYSSENKRUPP, QA/QC DOCUMENT REQUIRED: CO/CQ | 0099256080 | 061-ME-001 043-Y-001 | THYSSENKRUPP | PC |  |  |  | 0 | 1 | 0 |  | 0
145 | 2060118738 | ELEVATOR, PASSENGER, PARTS, ITEM:SWITCH, ITEM TYPE:SWITCH, PUSHBUTTON, 24VDC 200MA, BRAKE CONTROL, IP65 ENCLOSURE, PART NUMBER:0099216070, OEM DRAWING NUMBER: VP2155-502-A-005, EQPT MANUFACTURER: THYSSENKRUPP, QA/QC DOCUMENT REQUIRED: CO/CQ | 0099216070 | 061-ME-001 043-Y-001 | THYSSENKRUPP | PC |  |  |  | 0 |  | 0 | 1 | 0
146 | 2060118739 | ELEVATOR, PASSENGER, PARTS, ITEM:SWITCH, ITEM TYPE:SWITCH, PUSHBUTTON, 250VAC 16A, 10E, 1S, PART NUMBER:0099210190, OEM DRAWING NUMBER: VP2155-502-A-005, EQPT MANUFACTURER: THYSSENKRUPP, QA/QC DOCUMENT REQUIRED: CO/CQ | 0099210190 | 061-ME-001 043-Y-001 | THYSSENKRUPP | PC |  |  |  | 0 |  | 0 | 1 | 0
147 | 2060118748 | ELEVATOR, PASSENGER, PARTS, ITEM:BOLT, ITEM TYPE:BOLT, AY HOOK, PART NUMBER:60900009622, OEM DRAWING NUMBER: VP2155-502-A-005, EQPT MANUFACTURER: THYSSENKRUPP, QA/QC DOCUMENT REQUIRED: CO/CQ | 60900009622 | 061-ME-001 043-Y-001 | THYSSENKRUPP | PC |  |  |  | 0 |  | 0 | 1 | 0
148 | 2060118749 | ELEVATOR, PASSENGER, PARTS, ITEM:BOLT, ITEM TYPE:BOLT, AY HOOK, PART NUMBER:60940009321, OEM DRAWING NUMBER: VP2155-502-A-005, EQPT MANUFACTURER: THYSSENKRUPP, QA/QC DOCUMENT REQUIRED: CO/CQ | 60940009321 | 061-ME-001 043-Y-001 | THYSSENKRUPP | PC |  |  |  | 0 |  | 0 | 1 | 0
149 | 2060118750 | ELEVATOR, PASSENGER, PARTS, ITEM:BOARD, ITEM TYPE:BOARD, PRINTED CIRCUIT, AY, HDI3, PART NUMBER:66200009254_L , OEM DRAWING NUMBER: VP2155-502-A-005, EQPT MANUFACTURER: THYSSENKRUPP, QA/QC DOCUMENT REQUIRED: CO/CQ | 66200009254_L | 061-ME-001 043-Y-001 | THYSSENKRUPP | PC |  | 0 | 1 | 0 |  | 0 |  | 0
150 | 2060118751 | ELEVATOR, PASSENGER, PARTS, ITEM:BOARD, ITEM TYPE:BOARD, PRINTED CIRCUIT, AY, HSR2 CPI48, PART NUMBER:66200003141, OEM DRAWING NUMBER: VP2155-502-A-005, EQPT MANUFACTURER: THYSSENKRUPP, QA/QC DOCUMENT REQUIRED: CO/CQ | 66200003141 | 061-ME-001 043-Y-001 | THYSSENKRUPP | PC |  | 0 | 1 | 0 |  | 0 | 1 | 0
151 | 2060118752 | ELEVATOR, PASSENGER, PARTS, ITEM:BOARD, ITEM TYPE:BOARD, PRINTED CIRCUIT, AY, HZK, PART NUMBER:1830445435, OEM DRAWING NUMBER: VP2155-502-A-005, EQPT MANUFACTURER: THYSSENKRUPP, QA/QC DOCUMENT REQUIRED: CO/CQ | 1830445435 | 061-ME-001 043-Y-001 | THYSSENKRUPP | PC |  | 0 | 1 | 0 |  | 0 |  | 0
152 | 2060118755 | ELEVATOR, PASSENGER, PARTS, ITEM:CONTROLLER, ITEM TYPE:CONTROLLER, DECELERATION, MB2.2, PART NUMBER:6510008680, OEM DRAWING NUMBER: VP2155-502-A-005, EQPT MANUFACTURER: THYSSENKRUPP, QA/QC DOCUMENT REQUIRED: CO/CQ | 6510008680 | 061-ME-001 043-Y-001 | THYSSENKRUPP | PC |  |  |  | 0 | 1 | 0 |  | 0
153 | 2060118757 | ELEVATOR, PASSENGER, PARTS, ITEM:BOARD, ITEM TYPE:BOARD, PRINTED CIRCUIT, AY, MF3, PART NUMBER:65100009223, OEM DRAWING NUMBER: VP2155-502-A-005, EQPT MANUFACTURER: THYSSENKRUPP, QA/QC DOCUMENT REQUIRED: CO/CQ | 65100009223 | 061-ME-001 043-Y-001 | THYSSENKRUPP | PC |  | 0 | 1 | 0 |  | 0 |  | 0
154 | 2060118760 | ELEVATOR, PASSENGER, PARTS, ITEM:BOARD, ITEM TYPE:BOARD, PRINTED CIRCUIT, AY, MM, PART NUMBER:6510082680, OEM DRAWING NUMBER: VP2155-502-A-005, EQPT MANUFACTURER: THYSSENKRUPP, QA/QC DOCUMENT REQUIRED: CO/CQ | 6510082680 | 061-ME-001 043-Y-001 | THYSSENKRUPP | PC |  | 0 | 1 | 0 |  | 0 |  | 0
155 | 2060118763 | ELEVATOR, PASSENGER, PARTS, ITEM:BOARD, ITEM TYPE:BOARD, PRINTED CIRCUIT, AY, 24V, MS2-KOMP, FLOOR MODULE, PART NUMBER:6510093680, OEM DRAWING NUMBER: VP2155-502-A-005, EQPT MANUFACTURER: THYSSENKRUPP, QA/QC DOCUMENT REQUIRED: CO/CQ | 6510093680 | 061-ME-001 043-Y-001 | THYSSENKRUPP | PC |  | 0 | 1 | 0 |  | 0 |  | 0
156 | 2060118768 | ELEVATOR, PASSENGER, PARTS, ITEM:SENSOR, ITEM TYPE:SENSOR, AY BOARD TEMPERATURE/CPI, PART NUMBER:66200008884, OEM DRAWING NUMBER: VP2155-502-A-005, EQPT MANUFACTURER: THYSSENKRUPP, QA/QC DOCUMENT REQUIRED: CO/CQ | 66200008884 | 061-ME-001 043-Y-001 | THYSSENKRUPP | PC |  | 0 | 1 | 0 |  | 0 |  | 0
157 | 2060118769 | ELEVATOR, PASSENGER, PARTS, ITEM:BOARD, ITEM TYPE:BOARD, PRINTED CIRCUIT, AY, TMI2, PART NUMBER:66200006435_L, OEM DRAWING NUMBER: VP2155-502-A-005, EQPT MANUFACTURER: THYSSENKRUPP, QA/QC DOCUMENT REQUIRED: CO/CQ | 66200006435_L | 061-ME-001 043-Y-001 | THYSSENKRUPP | PC |  | 0 | 1 | 0 |  | 0 |  | 0
158 | 2060118797 | ELEVATOR, PASSENGER, PARTS, ITEM:MAGNET, ITEM TYPE:MAGNET, OXID 380, PART NUMBER:0099208250, OEM DRAWING NUMBER: VP2155-502-A-005, EQPT MANUFACTURER: THYSSENKRUPP, QA/QC DOCUMENT REQUIRED: CO/CQ | 99208250 | 061-ME-001 043-Y-001 | THYSSENKRUPP | PC |  |  |  | 0 | 1 | 0 |  | 0
159 | 2060118849 | ELEVATOR, PASSENGER, PARTS, ITEM:BOARD, ITEM TYPE:BOARD, PRINTED CIRCUIT, AY, MH2 WITHOUT SYNTHETIC LANGUAGE, PART NUMBER:6500013670, OEM DRAWING NUMBER: VP2155-502-A-005, EQPT MANUFACTURER: THYSSENKRUPP, QA/QC DOCUMENT REQUIRED: CO/CQ | 6500013670 | 061-ME-001 043-Y-001 | THYSSENKRUPP | PC |  | 0 | 1 | 0 |  | 0 |  | 0
160 | 2060118854 | ELEVATOR, PASSENGER, PARTS, ITEM:PLATE, ITEM TYPE:PLATE, WALL, AY BOARD MV6 REAR, PART NUMBER:6510079680, OEM DRAWING NUMBER: VP2155-502-A-005, EQPT MANUFACTURER: THYSSENKRUPP, QA/QC DOCUMENT REQUIRED: CO/CQ | 6510079680 | 061-ME-001 043-Y-001 | THYSSENKRUPP | PC |  | 0 | 1 | 0 |  | 0 |  | 0
161 | 2060118856 | ELEVATOR, PASSENGER, PARTS, ITEM:BOARD, ITEM TYPE:BOARD, PRINTED CIRCUIT, AY, RFS2 FLAT PIT, PART NUMBER:65190007502_L , OEM DRAWING NUMBER: VP2155-502-A-005, EQPT MANUFACTURER: THYSSENKRUPP, QA/QC DOCUMENT REQUIRED: CO/CQ |  | 061-ME-001 | THYSSENKRUPP | PC |  | 0 | 1 | 0 |  | 0 |  | 0
162 | 2060118857 | ELEVATOR, PASSENGER, PARTS, ITEM:BOARD, ITEM TYPE:BOARD, PRINTED CIRCUIT, AY, SR2 SAFETY CIRCUIT, PART NUMBER:65190007497_L, OEM DRAWING NUMBER: VP2155-502-A-005, EQPT MANUFACTURER: THYSSENKRUPP, QA/QC DOCUMENT REQUIRED: CO/CQ | 65190007497_L | 061-ME-001 043-Y-001 | THYSSENKRUPP | PC |  | 0 | 1 | 0 |  | 0 | 1 | 0
163 | 2060122288 | ELEVATOR, PASSENGER, PARTS, ITEM:SWITCH, ITEM TYPE:SWITCH, PROXIMITY, INDUCTIVE, PART NUMBER:6557038010, OEM DRAWING NUMBER: VP2155-502-A-005, EQPT MANUFACTURER: THYSSENKRUPP, QA/QC DOCUMENT REQUIRED: CO/CQ | 6557038010 | 061-ME-001 | THYSSENKRUPP | PC |  | 0 | 1 | 0 |  | 0 | 1 | 0
164 | 2060122289 | ELEVATOR, PASSENGER, PARTS, ITEM:BELT, ITEM TYPE:BELT, TIMING, 4..061M LG, PART NUMBER:2200869/4061M, OEM DRAWING NUMBER: VP2155-502-A-005, EQPT MANUFACTURER: THYSSENKRUPP, QA/QC DOCUMENT REQUIRED: CO/CQ | 2200869/4061M | 061-ME-001 | THYSSENKRUPP | PC |  | 0 | 1 | 0 |  | 0 | 1 | 0
165 | TBU | ELEVATOR, PASSENGER, PARTS, ITEM: ENCODER, ITEM TYPE: 8.A020.4212.4096, PART NUMBER: 1512506804, OEM DRAWING NUMBER: VP2155-502-A-005, EQPT MANUFACTURER: KUBLER, QA/QC DOCUMENT REQUIRED: CO/CQ | 1512506804 | 061-ME-001 | KUBLER | PC |  | 0 | 1 | 0 |  | 0 | 1 | 0
166 | TBU | ELEVATOR, PASSENGER, PARTS, ITEM: INTEGRATED CIRCUIT, PART NUMBER: 299914117, OEM DRAWING NUMBER: VP2155-502-A-005, EQPT MANUFACTURER: THYSSENKRUPP, ADDITIONAL INFORMATION: REQUEST UPLOAD PROGRAM (FOR ELEVATOR TKAW ORDER NUMBER: 299914117), QA/QC DOCUMENT REQUIRED: CO/CQ | 299914117 | 061-ME-001 | THYSSENKRUPP | PC |  | 0 | 1 | 0 |  | 0 | 1 | 0
167 | TBU | ELEVATOR, PASSENGER, PARTS, ITEM: INVERTER , ITEM TYPE: FREQUENCY INVERTER CPI 48 V3 ASYNC, TYPE: 6621 000 9241, INPUT 3AC 400V (342-456 V) 43/63A, OUTPUT 3AC 0-360V 50/75A, ODER NO: 102451210 P/N: 299914117 , PART NUMBER: 66210009241, OEM DRAWING NUMBER: VP2155-502-A-005, EQPT MANUFACTURER: THYSSENKRUPP, ADDITIONAL INFORMATION: REQUEST UPLOAD FIRMWARE/ PROGRAM (FOR ELEVATOR TKAW ORDER NUMBER: 299914117), QA/QC DOCUMENT REQUIRED: CO/CQ | 66210009241 | 061-ME-001 | THYSSENKRUPP | SET |  | 0 | 1 | 0 |  | 0 | 1 | 0
168 | 2021022999 | DIODE, INTERFERENCE SUPPRESSION, 12 TO 250VDC, TYPE: 3RT1916-1DG00, MANUFACTURER: SIEMENS | 3RT1916-1DG00 | 061-BM-902A/B | SIEMENS | PC |  | 0 | 5 | 0 | 5 | 0 | 5 | 0
169 | 2020723001 | CONTACTOR, 400V, 22A, 3P, ENCL IP20, 3.4KW POWER, 1NC, SCREW TERMINAL, S00 SIZE, 3RT2016-1BB42 | 3RT2016-1BB42 | 061-BM-902A/B | SIEMENS | PC |  | 0 | 35 | 0 |  | 0 | 35 | 0
170 | 2020950677 | INDICATOR, OIL TEMPERATURE, 0 TO 120DEG C, WITH INDICATOR |  | SSP08-TR-401A/B; SSP08-TR-402A/B | SCHNEIDER | PC |  | 0 | 2 | 0 |  | 0 | 2 | 0
171 | TBU | PANEL, ELECTRICAL, PARTS, ITEM: THYRISTOR POWER UNIT (SCR POWER CONTROLLER), MODEL 160A-690V, MODULE: 3PH-160A, EQPT MANUFACTURER: EUROTHERM, ADDITIONAL INFORMATION: PART#: EPOWER/ 3PH-160A/ 690V/ 230V XXX XXX XXX 00 XX XX XX XX XXX XX XX XXX XXX XXX QS ENG 160A 690V 3P 3D XX PA V2 XX SP 4A XX I 4A XX AA XX XX, QA/QC DOCUMENT REQUIRED: CO/CQ |  | 061-A-801-HCP02; 061-A-851-HCP02 | EUROTHERM | SET |  | 0 | 2 | 0 |  | 0 |  | 0
172 | TBU | PANEL, ELECTRICAL, PARTS, ITEM: THYRISTOR POWER UNIT (SCR POWER CONTROLLER), MODEL 100A-690V, MODULE: 3PH-160A, EQPT MANUFACTURER: EUROTHERM, ADDITIONAL INFORMATION: PART#: EPOWER/ 3PH-160A/ 690V/ 230V XXX XXX XXX 00 XX XX XX XX XXX XX XX XXX XXX XXX QS ENG 100A 690V 3P 3D XX PA V2 XX SP 4A XX I 4A XX AA XX XX, QA/QC DOCUMENT REQUIRED: CO/CQ |  | 061-A-801-HCP02; 061-A-851-HCP02 | EUROTHERM | SET |  | 0 | 2 | 0 |  | 0 |  | 0
173 | TBU | ELEVATOR, PASSENGER, PARTS, ITEM: FREQUENCY INVERTER, PART NUMBER: 66210009204, OEM DRAWING NUMBER: VM2155-501-A-701, POSITION NUMBER: G03, EQPT MANUFACTURER: THYSSENKRUPP, ADDITIONAL INFORMATION: FREQUENCY INVETER CPI48EX ASM ,ORDER NO: 102371304 EQ SERIAL NO: 299914044, INPUT: 3 AC 400 V (342-456 V) 43/63A 50/60 HZ, OUTPUT; 3 AC 0-360 V 50/75 A ,TYPE: 66210009204 D400 D360/50, INCLUDED SOFWARE & SETTING, QA/QC DOCUMENT REQUIRED: CO/CQ | 66210009204 | 043-Y-001 | THYSSENKRUPP | PC |  | 0 | 1 | 0 |  | 0 |  | 0
174 | TBU | ELEVATOR, PASSENGER, PARTS, ITEM: ENCODER, PART NUMBER: GEUX30-4096-008, OEM DRAWING NUMBER: VM2155-501-A-701, POSITION NUMBER: M01, EQPT MANUFACTURER: BEI SENSORS, ADDITIONAL INFORMATION: 2 GD - EX D IIC T6,T5,T4 GB, ENCODER GEUX_30//5G29//04096//GPR200//, GEUX30-4096-008, 11-30 VDC, 201502161732, QA/QC DOCUMENT REQUIRED: CO/CQ | GEUX30-4096-008 | 043-Y-001 | THYSSENKRUPP | PC |  | 0 | 1 | 0 |  | 0 | 1 | 0
175 | TBU | PULLEY, MANUFACTURER: THYSSENKRUPP, MODEL: TW160, TYPE: FIXED, NO OF GROOVES: 8, DIAMETER, PITCH: 13 MM, DIAMETER, OD: 540MM, SIZE, BORE: 80 MM, ADDITIONAL INFORMATION: PULLEY THICKNESS 180MM, SHAFT OD 80MM, QA/QC DOCUMENT REQUIRED: CO/CQ | TW160 | 043-Y-001 | THYSSENKRUPP | PC |  | 0 | 1 | 0 |  | 0 | 1 | 0
176 | TBU | CONTACTOR, 400V, 12A, 3P, ENCL IP20, 5.5KW POWER, 1NC, SCREW TERMINAL, S00 SIZE, 3RT1017-1BB42 | 3RT1017-1BB42 | 061-BM-902A/B |  | PC |  |  |  | 0 | 1 | 0 | 1 | 0
177 | 2020723000 | CONTACTOR, 400V, 9A, 3P, IP20, 4KW, 24VDC, AUX. CONTACTS: 1NO, SCREW TERMINAL, S00, 3RT2016-1BB41 | 3RT2016-1BB41 | 061-BM-902A/B |  | PC |  |  |  | 0 | 2 | 0 | 3 | 0
178 | TBU | CONTACTOR, 400V, 12A, 3P, ENCL IP20, 5.5KW POWER, 1NO, SCREW TERMINAL, S00 SIZE, 3RT1017-1BB41 | 3RT1017-1BB41 | 061-BM-902A/B |  | PC |  |  |  | 0 | 1 | 0 | 1 | 0
179 | TBU | CONTACTOR, 400V, 32A, 3P, ENCL IP20, 15KW POWER, 1NO+1NC, SCREW TERMINAL, S0 SIZE, 3RT2027-1BB40 | 3RT2027-1BB40 | 061-BM-902A/B |  | PC |  |  |  | 0 | 1 | 0 | 1 | 0
180 | TBU | SURGE SUPPRESSOR, RC ELEMENT, 24-48 V AC, 50/60 HZ, 24-70 V DC, FOR CONTACTORS 3RT2.1 AND AUXILIARY CONTACTORS 3RH2, 3RT2916-1CB00 | 3RT2916-1CB00 | 061-BM-902A/B |  | PC |  |  |  | 0 | 1 | 0 | 1 | 0
181 | TBU | CITCUIT BREAKER, 3 POLES AUTOMATIC CITCUIT BREAKER, RANGE 0.35 - 0.5 A, TYPE:3RV1021-0FA10, MANUF: SIEMENS | 3RV1021-0FA10 | 061-BM-902A/B | SIEMENS | PC |  |  |  | 0 | 1 | 0 | 1 | 0
182 | TBU | CITCUIT BREAKER, 3 POLES AUTOMATIC CITCUIT BREAKER, RANGE 1.1 - 1.6 A, TYPE:3RV1021-1AA10, MANUF: SIEMENS |  | 061-BM-902A/B | SIEMENS | PC |  |  |  | 0 | 2 | 0 | 3 | 0
183 | TBU | CITCUIT BREAKER, 3 POLES AUTOMATIC CITCUIT BREAKER, RANGE 1.4 - 2 A, TYPE:3RV1021-1BA10, MANUF: SIEMENS |  | 061-BM-902A/B | SIEMENS | PC |  |  |  | 0 | 2 | 0 | 3 | 0
184 | TBU | CITCUIT BREAKER, 3 POLES AUTOMATIC CITCUIT BREAKER, RANGE 2.2 - 3.2 A , TYPE:3RV1021-1DA10, MANUF: SIEMENS |  | 061-BM-902A/B | SIEMENS | PC |  |  |  | 0 | 2 | 0 | 3 | 0
185 | TBU | CITCUIT BREAKER, 3 POLES AUTOMATIC CITCUIT BREAKER, RANGE 2.8 - 4 A , TYPE:3RV1021-1EA10, MANUF: SIEMENS |  | 061-BM-902A/B | SIEMENS | PC |  |  |  | 0 | 1 | 0 | 1 | 0
186 | TBU | CITCUIT BREAKER, 3 POLES AUTOMATIC CITCUIT BREAKER, RANGE 3.5 - 5 A , TYPE:3RV1021-1FA10, MANUF: SIEMENS |  | 061-BM-902A/B | SIEMENS | PC |  |  |  | 0 | 1 | 0 | 1 | 0
187 | TBU | CITCUIT BREAKER, 3 POLES AUTOMATIC CITCUIT BREAKER, RANGE 5.5 - 8 A , TYPE:3RV1021-1HA10, MANUF: SIEMENS |  | 061-BM-902A/B | SIEMENS | PC |  |  |  | 0 | 1 | 0 | 1 | 0
188 | TBU | CITCUIT BREAKER, 3 POLES AUTOMATIC CITCUIT BREAKER, RANGE 7 - 10 A , TYPE:3RV1021-1JA10, MANUF: SIEMENS |  | 061-BM-902A/B | SIEMENS | PC |  |  |  | 0 | 2 | 0 | 3 | 0
189 | TBU | CITCUIT BREAKER, 3 POLES AUTOMATIC CITCUIT BREAKER, RANGE 9 - 12.5 A , TYPE:3RV1021-1KA10, MANUF: SIEMENS |  | 061-BM-902A/B | SIEMENS | PC |  |  |  | 0 | 1 | 0 | 1 | 0
190 | TBU | CITCUIT BREAKER, 3 POLES AUTOMATIC CITCUIT BREAKER, RANGE 11 - 16 A , TYPE:3RV1021-4AA10, MANUF: SIEMENS |  | 061-BM-902A/B | SIEMENS | PC |  |  |  | 0 | 1 | 0 | 1 | 0
191 | TBU | CITCUIT BREAKER, 3 POLES AUTOMATIC CITCUIT BREAKER, RANGE 14 - 20 A , TYPE:3RV1021-4BA10, MANUF: SIEMENS |  | 061-BM-902A/B | SIEMENS | PC |  |  |  | 0 | 1 | 0 | 1 | 0
192 | TBU | CITCUIT BREAKER, 3 POLES AUTOMATIC CITCUIT BREAKER, RANGE 20 - 25 A , TYPE:3RV1021-4DA10, MANUF: SIEMENS |  | 061-BM-902A/B | SIEMENS | PC |  |  |  | 0 | 1 | 0 | 1 | 0
193 | TBU | CITCUIT BREAKER, 3 POLES AUTOMATIC CITCUIT BREAKER, RANGE 2.2 - 3.2 A , TYPE:3RV1421-1DA10, MANUF: SIEMENS |  | 061-BM-902A/B | SIEMENS | PC |  |  |  | 0 | 2 | 0 | 1 | 0
194 | TBU | CITCUIT BREAKER, 3 POLES AUTOMATIC CITCUIT BREAKER, RANGE 4.5 - 6.3 A , TYPE:3RV2011-1GA15, MANUF: SIEMENS |  | 061-BM-902A/B | SIEMENS | PC |  |  |  | 0 | 1 | 0 | 1 | 0
195 | TBU | CITCUIT BREAKER, 3 POLES AUTOMATIC CITCUIT BREAKER, RANGE 7 - 10 A , TYPE:3RV2011-1JA15, MANUF: SIEMENS |  | 061-BM-902A/B | SIEMENS | PC |  |  |  | 0 | 1 | 0 | 1 | 0
196 | TBU | CITCUIT BREAKER, 3 POLES AUTOMATIC CITCUIT BREAKER, RANGE 10 - 16 A , TYPE:3RV2011-4AA15, MANUF: SIEMENS |  | 061-BM-902A/B | SIEMENS | PC |  |  |  | 0 | 1 | 0 | 2 | 0
197 | TBU | CITCUIT BREAKER, 3 POLES AUTOMATIC CITCUIT BREAKER, RANGE 5.5 - 8 A , TYPE:3RV2011-1HA15, MANUF: SIEMENS |  | 061-BM-902A/B | SIEMENS | PC |  |  |  | 0 | 1 | 0 | 1 | 0
198 | TBU | CITCUIT BREAKER, 3 POLES AUTOMATIC CITCUIT BREAKER, RANGE 1.1 - 1.6 A , TYPE:3RV2011-1AA15, MANUF: SIEMENS |  | 061-BM-902A/B | SIEMENS | PC |  |  |  | 0 | 2 | 0 | 1 | 0
199 | TBU | CITCUIT BREAKER, 3 POLES AUTOMATIC CITCUIT BREAKER, RANGE 0.35 - 0.5 A , TYPE:3RV2011-0FA15, MANUF: SIEMENS |  | 061-BM-902A/B | SIEMENS | PC |  |  |  | 0 | 1 | 0 | 1 | 0
200 | TBU | CITCUIT BREAKER, 3 POLES AUTOMATIC CITCUIT BREAKER, RANGE 2.2 - 3.2 A , TYPE:3RV2011-1DA15, MANUF: SIEMENS |  | 061-BM-902A/B | SIEMENS | PC |  |  |  | 0 | 2 | 0 |  | 0
201 | TBU | CITCUIT BREAKER, 3 POLES AUTOMATIC CITCUIT BREAKER, RANGE 0.7 - 1 A , TYPE:3RV2011-0JA15, MANUF: SIEMENS |  | 061-BM-902A/B | SIEMENS | PC |  |  |  | 0 | 1 | 0 |  | 0
202 | TBU | CITCUIT BREAKER, 3 POLES AUTOMATIC CITCUIT BREAKER, RANGE 2.8 - 4 A , TYPE:3RV2011-1EA15, MANUF: SIEMENS |  | 061-BM-902A/B | SIEMENS | PC |  |  |  | 0 | 1 | 0 |  | 0
203 | TBU | CITCUIT BREAKER, 3 POLES AUTOMATIC CITCUIT BREAKER, RANGE 3.5 - 5 A , TYPE:3RV2011-1FA15, MANUF: SIEMENS |  | 061-BM-902A/B | SIEMENS | PC |  |  |  | 0 | 1 | 0 |  | 0
204 | TBU | CITCUIT BREAKER, 3 POLES AUTOMATIC CITCUIT BREAKER, RANGE 2.8 - 4 A , TYPE:3RV2411-1EA10, MANUF: SIEMENS |  | 061-BM-902A/B | SIEMENS | PC |  |  |  | 0 | 1 | 0 | 1 | 0
205 | TBU | CITCUIT BREAKER, 3 POLES AUTOMATIC CITCUIT BREAKER, RANGE 18 - 25 A , TYPE:3RV2431-4DA10, MANUF: SIEMENS |  | 061-BM-902A/B | SIEMENS | PC |  |  |  | 0 | 1 | 0 |  | 0
206 | TBU | CITCUIT BREAKER, 5SY61 -MCB C2, MANUF: SIEMENS |  | 061-BM-902A/B | SIEMENS | PC |  |  |  | 0 | 1 | 0 | 1 | 0
207 | TBU | CITCUIT BREAKER, 5SY61-MCB C3, MANUF: SIEMENS |  | 061-BM-902A/B | SIEMENS | PC |  |  |  | 0 | 1 | 0 | 1 | 0
208 | TBU | CITCUIT BREAKER, 5SY61-MCB B6, MANUF: SIEMENS |  | 061-BM-902A/B | SIEMENS | PC |  |  |  | 0 | 1 | 0 | 1 | 0
209 | TBU | CITCUIT BREAKER, 5SM3 344-6 RCCB 40A, MANUF: SIEMENS |  | 061-BM-902A/B | SIEMENS | PC |  |  |  | 0 | 1 | 0 | 1 | 0
210 | TBU | CITCUIT BREAKER, 5SY61-MCB C4, MANUF: SIEMENS |  | 061-BM-902A/B | SIEMENS | PC |  |  |  | 0 | 2 | 0 | 1 | 0
211 | TBU | CITCUIT BREAKER, 5SY62-MCB C6, MANUF: SIEMENS |  | 061-BM-902A/B | SIEMENS | PC |  |  |  | 0 | 1 | 0 | 1 | 0
212 | TBU | CITCUIT BREAKER, 5SY62-MCB B16, MANUF: SIEMENS |  | 061-BM-902A/B | SIEMENS | PC |  |  |  | 0 | 1 | 0 | 1 | 0
213 | TBU | CITCUIT BREAKER, 5SY41-MCB-A4 |  | 061-BM-902A/B |  | PC |  |  |  | 0 | 1 | 0 | 1 | 0
214 | TBU | AUXILIARY CIRCUIT SWITCH, 5ST301 AS, MANUF: SIEMENS |  | 061-BM-902A/B | SIEMENS | PC |  |  |  | 0 | 5 | 0 | 5 | 0
215 | TBU | ENCLOSURE HEATER, SK 3105.340, 110-240 V 50/60 HZ 49-50 W MANUF: RITTAL |  | 061-BM-902A/B | RITTAK | PC |  |  |  | 0 |  | 0 | 1 | 0
216 | TBU | CURRENT TRANSFORMER, PEX-W3, MANUF: ROPEX |  | 061-BM-902A/B | ROPE, PEX | PC |  |  |  | 0 | 1 | 0 | 1 | 0
217 | TBU | SINGLE PHASE TRANSFORMER 230V/230V 100VA VDE 0570 T2-1 |  | 061-BM-902A/B | T2-1 | PC |  |  |  | 0 |  | 0 | 1 | 0
218 | TBU | SINGLE PHASE TRANSFORMER VDE 0570 T2-6 |  | 061-BM-902A/B | T2-6 | PC |  |  |  | 0 |  | 0 | 1 | 0
219 | TBU | LINE FILTERS LF-06480, ROPEX |  | 061-BM-902A/B |  | PC |  |  |  | 0 | 1 | 0 | 1 | 0
220 | TBU | SUPPLY UNIT QUNIT-PS/1AC/24DC/5, PHOENIX CONTACT |  | 061-BM-902A/B | CONTACT | PC |  |  |  | 0 | 1 | 0 | 1 | 0
221 | TBU | PHOENIX CONTACT HYBRID MOTOR STARTER ELR W3-24DC/500AC-2I, PHOENIX CONTACT |  | 061-BM-902A/B | CONTACT | PC |  |  |  | 0 | 1 | 0 | 1 | 0
222 | TBU | RELAY G2RV-SL500, OMRON |  | 061-BM-902A/B | OMRON | PC |  |  |  | 0 | 2 | 0 |  | 0
223 | TBU | RELAY MAX. 5A250V, OMRON |  | 061-BM-902A/B | OMRON | PC |  |  |  | 0 | 2 | 0 |  | 0
224 | TBU | TEMPERATURE REGULATOR RESISTRON RES-5010, ROPEX |  | 061-BM-902A/B | ROPEX | PC |  |  |  | 0 | 1 | 0 | 1 | 0
225 | TBU | MLFB 3VL9300-3HR10, SIEMENS |  | 061-BM-902A/B | SIEMENS | PC |  |  |  | 0 | 1 | 0 | 1 | 0
226 | TBU | EATON MCCB, DIN VDE 0660- NZM N1 |  | 061-BM-902A/B | EATON | PC |  |  |  | 0 | 1 | 0 | 1 | 0
227 | TBU | TRANSFORMER, ISTU 1000 |  | 061-BM-902A/B |  | PC |  | 0 | 1 | 0 | 1 | 0 | 1 | 0
228 | TBU | CONTACTOR, 3RH1122-1BB40, MANUF: SIEMENS |  | 061-BM-902A/B | SIEMENS | PC |  |  |  | 0 | 1 | 0 | 1 | 0
229 | TBU | CONTACTOR 3RT1044-1A..0, WITH 2NO+2NC, MANUF: SIEMENS |  | 061-BM-902A/B | SIEMENS | PC |  |  |  | 0 | 1 | 0 | 1 | 0
230 | TBU | CITCUIT BREAKER, 5SY61-MCB C6, MANUF: SIEMENS |  | 061-BM-902A/B | SIEMENS | PC |  |  |  | 0 | 5 | 0 | 5 | 0
231 | TBU | CITCUIT BREAKER, 55SY62-MCB C2, MANUF: SIEMENS |  | 061-BM-902A/B | SIEMENS | PC |  |  |  | 0 | 1 | 0 | 1 | 0
232 | TBU | LIGHTING FIXTURE,130111 EVG, D-67547 WORMS, 1XTC-SEL 11W, IP65, SK I, 230V, 50HZ, SCHUCH |  | 061-BM-902A/B | SCHUCH | SET |  |  |  | 0 | 3 | 0 | 3 | 0
233 | TBU | THERMOMETERS IN THE BEARING OIL |  | 061-XM-851 |  | PC |  |  |  | 0 | 1 | 0 |  | 0
234 | TBU | BATTERY CHARGER, PART 300/02-00248, 380VAC/48VDC, INPUT CURRENT 17A, OUPUT CURENT 145A, CAPACITY 13KVA, DOOSAN |  | 061A-CHA-001-009 | DOOSAN | SET |  |  |  | 0 | 2 | 0 | 3 | 0
235 | 2060157977 | PANEL, ELECTRICAL, PARTS, ITEM: THYRISTOR POWER UNIT (SCR POWER CONTROLLER), MODEL 50A-690V, MODULE: 3PH-100A, EQPT MANUFACTURER: EUROTHERM, ADDITIONAL INFORMATION: PART#: EPOWER/ 3PH-100A/ 690V/ XXX/ XXX/ XXX/ XXX/ OO/ XX/ XX/ XX/ XX/ XXX/ XX/ XX/ XXX/ XXX/ XXX/ QS/ ENG/50A/690V/ 3P/ 3D/ XX/PA/ V2/ XX/ SP/ 4A/ XX/ / I/ 4A/ XX/ AA/ XX/ XX, QA/QC DOCUMENT REQUIRED: CO/CQ |  | 061-A-801-HCP01; 061-A-851-HCP01 | EUROTHER | SET |  |  |  | 0 | 1 | 0 |  | 0
236 | 2060127399 | PANEL, ELECTRICAL, PARTS, ITEM: THYRISTOR POWER UNIT (SCR POWER CONTROLLER), MODEL 63A-690V, MODULE: 3PH-100A, EQPT MANUFACTURER: EUROTHERM, ADDITIONAL INFORMATION: PART#: EPOWER/ 3PH-100A/ 690V/ XXX/ XXX/ XXX/ XXX/ OO/ XX/ XX/ XX/ XX/ XXX/ XX/ XX/ XXX/ XXX/ XXX/ QS/ ENG/63A/690V/ 3P/ 3D/ XX/PA/ V2/ XX/ SP/ 4A/ XX/ / I/ 4A/ XX/ AA/ XX/ XX, QA/QC DOCUMENT REQUIRED: CO/CQ |  | 061-A-801-HCP01; 061-A-851-HCP01 | EUROTHER | SET |  |  |  | 0 | 1 | 0 | 2 | 0
237 | 2060127400 | PANEL, ELECTRICAL, PARTS, ITEM: THYRISTOR POWER UNIT (SCR POWER CONTROLLER), MODEL 40A-690V, MODULE: 3PH-100A, EQPT MANUFACTURER: EUROTHERM, ADDITIONAL INFORMATION: PART#: EPOWER/ 3PH-100A/ 690V/ XXX/ XXX/ XXX/ XXX/ OO/ XX/ XX/ XX/ XX/ XXX/ XX/ XX/ XXX/ XXX/ XXX/ QS/ ENG/40A/690V/ 3P/ 3D/ XX/PA/ V2/ XX/ SP/ 4A/ XX/ / I/ 4A/ XX/ AA/ XX/ XX, QA/QC DOCUMENT REQUIRED: CO/CQ |  | 061-A-801-HCP01; 061-A-851-HCP01 | EUROTHER | SET |  |  |  | 0 | 1 | 0 |  | 0
238 | TBU | CIRCUIT BREAKER NF630-HEW 3P 630AF/600AT 35kA WITH AX, COVER (TTC-4SW3), MITSUBISHI |  | 061-A-801-HCP01 061-A-851-HCP01 | EUROTHER | PC |  |  |  | 0 | 1 | 0 | 1 | 0
239 | TBU | CIRCUIT BREAKER NF125-SV 3P 125AF/100AT 8KA WITH COVER (TCS-1SV3), MITSUBISHI |  | 061-A-801-HCP01 061-A-851-HCP01 | EUROTHER | PC |  |  |  | 0 | 3 | 0 | 2 | 0
240 | TBU | CIRCUIT BREAKER NF30-CS 2P 30AF/3AT 2.5KA WITH COVER (TCS-03CS2W), MITSUBISHI |  | 061-A-801-HCP01 061-A-851-HCP01 | EUROTHER | PC |  |  |  | 0 | 3 | 0 | 2 | 0
241 | TBU | CIRCUIT BREAKER NF63-HV 2P 63AF/10AT 2.5KA WITH COVER (TCS-03CS2W), MITSUBISHI |  | 061-A-801-HCP01 061-A-851-HCP01 | EUROTHER | PC |  |  |  | 0 | 1 | 0 | 1 | 0
242 | TBU | CIRCUIT BREAKER NF30-CS 2P 30AF/5AT 2.5KA WITH COVER (TCS-03CS2W), MITSUBISHI |  | 061-A-801-HCP01 061-A-851-HCP01 | EUROTHER | PC |  |  |  | 0 | 1 | 0 | 1 | 0
243 | TBU | MAGNETIC CONTACTOR S-N65 AC220V 50HZ WITH COVER(UN-CZ500 X2), MITSUBISHI |  | 061-A-801-HCP01 061-A-851-HCP01 | EUROTHER | PC |  |  |  | 0 | 3 | 0 | 2 | 0
244 | TBU | AMMETER YM-12NR1, DC4-20MA, 100A/20MA BR, MITSUBISHI |  | 061-A-801-HCP01 061-A-851-HCP01 | EUROTHER | PC |  |  |  | 0 | 3 | 0 | 2 | 0
245 | TBU | THERMOSTAT 3110.000, RITTAL |  | 061-A-801-HCP02 061-A-851-HCP02 | EUROTHER | PC |  |  |  | 0 | 1 | 0 | 1 | 0
246 | TBU | FAN 3241.100 AC230V, 40W, RITTAL |  | 061-A-801-HCP02 061-A-851-HCP02 | EUROTHER | PC |  |  |  | 0 | 3 | 0 | 2 | 0
247 | TBU | DOOR SWITCH 4315.520, RITTAL |  | 061-A-801-HCP02 061-A-851-HCP02 | EUROTHER | PC |  |  |  | 0 | 3 | 0 | 2 | 0
248 | TBU | PILOT LAMP APN166DNW, AC/DC6V WHITE, IDEC |  | 061-A-801-HCP02 061-A-851-HCP02 | EUROTHER | PC |  |  |  | 0 | 1 | 0 | 1 | 0
249 | TBU | PILOT LAMP APN126DNY, AC220V YELLOW, IDEC |  | 061-A-801-HCP02 061-A-851-HCP02 | EUROTHER | PC |  |  |  | 0 | 3 | 0 | 2 | 0
250 | TBU | PILOT LAMP APN126DNG, AC220V GREEN, IDEC |  | 061-A-801-HCP02 061-A-851-HCP02 | EUROTHER | PC |  |  |  | 0 | 3 | 0 | 2 | 0
251 | TBU | FUSE 800CF-10UL AC700V 10A 100KA, HINODE |  | 061-A-801-HCP01 061-A-851-HCP01 | EUROTHER | PC |  |  |  | 0 | 2 | 0 | 2 | 0
252 | TBU | FUSE AFAC-3X AC600V 3A, FUJI |  | 061-A-801-HCP01 061-A-851-HCP01 | EUROTHER | PC |  |  |  | 0 | 2 | 0 | 2 | 0
253 | TBU | FUSSE 100A (CS179139U315), EUROTHERM |  | 061-A-801-HCP01 061-A-851-HCP01 | EUROTHER | PC |  |  |  | 0 | 5 | 0 | 5 | 0
254 | TBU | CURRENT TRANSFORMER ZT30B, MITSUBISHI |  | 061-A-801-HCP01 061-A-851-HCP01 | EUROTHER | PC |  |  |  | 0 | 3 | 0 | 2 | 0
255 | TBU | EARTH FAULT RELAY NV-ZHA AC220V 100X300X500MA COVER TC-ZSA, MITSUBISHI |  | 061-A-801-HCP01 061-A-851-HCP01 | EUROTHER | PC |  |  |  | 0 | 3 | 0 | 2 | 0
256 | TBU | TRANSFORMER DVSD30AXS, KASUGA |  | 061-A-801-HCP01 061-A-851-HCP01 | EUROTHER | PC |  |  |  | 0 | 1 | 0 | 1 | 0
257 | TBU | TRANSFORMER DVSC1500AEX, KASUGA |  | 061-A-801-HCP01 061-A-851-HCP01 | EUROTHER | PC |  |  |  | 0 | 1 | 0 | 1 | 0
258 | TBU | AUX RELAY MY2N-CR COIL AC220V 50HZ, OMRON |  | 061-A-801-HCP01 061-A-851-HCP01 | EUROTHER | PC |  |  |  | 0 | 5 | 0 | 5 | 0
259 | TBU | SOCKET FOR AUX RELAY PYF-08A-E, PYC-A1, OMRON |  | 061-A-801-HCP01 061-A-851-HCP01 | EUROTHER | PC |  |  |  | 0 | 5 | 0 | 5 | 0
260 | TBU | CIRCUIT BREAKER NF630-HEW 3P 630AF/500AT 35KA WITH AX, COVER (TTC-4SW3), MITSUBISHI |  | 061-A-801-HCP02 061-A-851-HCP02 | EUROTHER | PC |  |  |  | 0 | 1 | 0 | 1 | 0
261 | TBU | CIRCUIT BREAKER NF250-SV 3P 250AF/175AT 8KA WITH COVER (TCS-2SV3), MITSUBISHI |  | 061-A-801-HCP02 061-A-851-HCP02 | EUROTHER | PC |  |  |  | 0 | 1 | 0 | 1 | 0
262 | TBU | CIRCUIT BREAKER NF250-SV 3P 250AF/150AT 8KA WITH COVER (TCS-2SV3), MITSUBISHI |  | 061-A-801-HCP02 061-A-851-HCP02 | EUROTHER | PC |  |  |  | 0 | 1 | 0 | 1 | 0
263 | TBU | CIRCUIT BREAKER NF30-CS 2P 30AF/3AT 2.5KA WITH COVER (TCS-03CS2W), MITSUBISHI |  | 061-A-801-HCP02 061-A-851-HCP02 | EUROTHER | PC |  |  |  | 0 | 1 | 0 | 1 | 0
264 | TBU | CIRCUIT BREAKER NF63-HV 2P 63AF/10AT 2.5KA WITH COVER (TCS-05SV2), MITSUBISHI |  | 061-A-801-HCP02 061-A-851-HCP02 | EUROTHER | PC |  |  |  | 0 | 1 | 0 | 1 | 0
265 | TBU | CIRCUIT BREAKER NF30-CS 2P 30AF/5AT 2.5KA WITH COVER (TCS-03CS2W), MITSUBISHI |  | 061-A-801-HCP02 061-A-851-HCP02 | EUROTHER | PC |  |  |  | 0 | 1 | 0 | 1 | 0
266 | TBU | AMMETER YM-12NR1, DC4-20MA, 160A/20MA BR, MITSUBISHI |  | 061-A-801-HCP02 061-A-851-HCP02 | EUROTHER | PC |  |  |  | 0 | 1 | 0 | 1 | 0
267 | TBU | THERMOSTAT 3110.000, RITTAL |  | 061-A-801-HCP02 061-A-851-HCP02 | EUROTHER | PC |  |  |  | 0 | 1 | 0 | 1 | 0
268 | TBU | FAN 3241.100 AC230V, 40W, RITTAL |  | 061-A-801-HCP02 061-A-851-HCP02 | EUROTHER | PC |  | 0 | 1 | 0 | 1 | 0 | 1 | 0
269 | TBU | DOOR SWITCH 4315.520, RITTAL |  | 061-A-801-HCP02 061-A-851-HCP02 | EUROTHER | PC |  |  |  | 0 | 1 | 0 | 2 | 0
270 | TBU | PILOT LAMP APN166DNW, AC/DC6V WHITE, , IDEC |  | 061-A-801-HCP02 061-A-851-HCP02 | EUROTHER | PC |  |  |  | 0 | 1 | 0 | 1 | 0
271 | TBU | PILOT LAMP APN126DNY, AC220V YELLOW, IDEC |  | 061-A-801-HCP02 061-A-851-HCP02 | EUROTHER | PC |  |  |  | 0 | 2 | 0 | 1 | 0
272 | TBU | PILOT LAMP APN126DNG, AC220V GREEN, IDEC |  | 061-A-801-HCP02 061-A-851-HCP02 | EUROTHER | PC |  |  |  | 0 | 2 | 0 | 1 | 0
273 | TBU | MAGNETIC CONTACTOR S-N150 AC220V 50HZ WITH COVER(UN-CZ1500 X2), MITSUBISHI |  | 061-A-801-HCP02 061-A-851-HCP02 | EUROTHER | PC |  |  |  | 0 | 1 | 0 | 1 | 0
274 | TBU | FUSE 800CF-10UL AC700V 10A 100KA, HINODE |  | 061-A-801-HCP02 061-A-851-HCP02 | EUROTHER | PC |  |  |  | 0 | 3 | 0 |  | 0
275 | TBU | FUSE AFAC-3X AC600V 3A, FUJI |  | 061-A-801-HCP02 061-A-851-HCP02 | EUROTHER | PC |  |  |  | 0 | 3 | 0 |  | 0
276 | TBU | FUSSE 160A (CS179139U315), EUROTHERM |  | 061-A-801-HCP02 061-A-851-HCP02 | EUROTHER | PC |  |  |  | 0 | 5 | 0 |  | 0
277 | TBU | CURRENT TRANSFORMER ZT40B, MITSUBISHI |  | 061-A-801-HCP02 061-A-851-HCP02 | EUROTHER | PC |  |  |  | 0 | 1 | 0 | 1 | 0
278 | TBU | EARTH FAULT RELAY NV-ZHA AC220V 100X300X500MA COVER TC-ZSA, MITSUBISHI |  | 061-A-801-HCP02 061-A-851-HCP02 | EUROTHER | PC |  | 0 | 1 | 0 | 1 | 0 | 1 | 0
279 | TBU | TRANSFORMER DVSD30AXS, KASUGA |  | 061-A-801-HCP02 061-A-851-HCP02 | EUROTHER | PC |  |  |  | 0 | 1 | 0 | 1 | 0
280 | TBU | TRANSFORMER DVSC1500AEX, KASUGA |  | 061-A-801-HCP02 061-A-851-HCP02 | EUROTHER | PC |  |  |  | 0 | 1 | 0 | 1 | 0
281 | TBU | AUX RELAY MY2N-CR COIL AC220V 50HZ, OMRON |  | 061-A-801-HCP02 061-A-851-HCP02 | EUROTHER | PC |  |  |  | 0 | 5 | 0 | 5 | 0
282 | TBU | SOCKET FOR AUX RELAY PYF-08A-E, PYC-A1, OMRON |  | 061-A-801-HCP02 061-A-851-HCP02 | EUROTHER | PC |  |  |  | 0 | 2 | 0 | 2 | 0
283 | TBU | VENTILATION FAN, MODEL: 450/3-6/35°/PAGAS/3HL, SANKO |  | 061-K-802A/B-K02 | SANKO | PC |  |  |  |  | 1 | 0
284 | TBU | ELEVATOR, PASSENGER, PARTS, ITEM: FUSE, PART NUMBER: 510 019 0, OEM DRAWING NUMBER: VM2155-501-A-701, EQPT MANUFACTURER: THYSSENKRUPP, QA/QC DOCUMENT REQUIRED: CO/CQ | 510 019 0 | 043-Y-001 | THYSSENKRUPP | PC |  | 0 | 3 | 0 |  | 0 |  | 0
285 | TBU | ELEVATOR, PASSENGER, PARTS, ITEM: FUSE, PART NUMBER: 510 845 0, OEM DRAWING NUMBER: VM2155-501-A-701, EQPT MANUFACTURER: THYSSENKRUPP, QA/QC DOCUMENT REQUIRED: CO/CQ | 510 845 0 | 043-Y-001 | THYSSENKRUPP | PC |  | 0 | 3 | 0 |  | 0 |  | 0
286 | 2060118862 | ELEVATOR, PASSENGER, PARTS, ITEM: UNLOCKING DEVICE, PART NUMBER: 6094 000 9324, OEM DRAWING NUMBER: VM2155-501-A-703, EQPT MANUFACTURER: THYSSENKRUPP , ADDITIONAL INFORMATION: AY EMERGENCY UNLOCKING, M2T S8 A L, QA/QC DOCUMENT REQUIRED: CO/CQ | 6094 000 9324 | 043-Y-001 | THYSSENKRUPP | PC |  | 0 | 1 | 0 | 1 | 0 |  | 0
287 | TBU | ELEVATOR, PASSENGER, PARTS, ITEM: DOOR LOCK SWITCH, PART NUMBER: 9900 000 7617, OEM DRAWING NUMBER: VM2155-501-A-701, EQPT MANUFACTURER: THYSSENKRUPP, QA/QC DOCUMENT REQUIRED: CO/CQ | 9900 000 7617 | 043-Y-001 | THYSSENKRUPP | PC |  | 0 | 1 | 0 | 1 | 0 |  | 0
288 | TBU | ELEVATOR, PASSENGER, PARTS, ITEM: ISOLATING AMPLIFIER, PART NUMBER: 65 570 37 010, OEM DRAWING NUMBER: VM2155-501-A-701, EQPT MANUFACTURER: THYSSENKRUPP, QA/QC DOCUMENT REQUIRED: CO/CQ | 65 570 37 010 | 043-Y-001 | THYSSENKRUPP | PC |  | 0 | 1 | 0 |  | 0 | 1 | 0
289 | 2060118714 | ELEVATOR, PASSENGER, PARTS, ITEM: CONTACTOR, PART NUMBER: 99500001965, OEM DRAWING NUMBER: VM2155-501-A-702, POSITION NUMBER: K07.1, EQPT MANUFACTURER: THYSSENKRUPP, ADDITIONAL INFORMATION: 230VAC, 3S, 2OE CONTACT ARRANGEMENT, QA/QC DOCUMENT REQUIRED: CO/CQ | 99500001965 | 043-Y-001 | THYSSENKRUPP | PC |  | 0 | 1 | 0 | 1 | 0 | 1 | 0
290 | 2060118715 | ELEVATOR, PASSENGER, PARTS, ITEM: IGBT MODULE, PART NUMBER: 726777009, OEM DRAWING NUMBER: VM2155-501-A-702, POSITION NUMBER: G03, EQPT MANUFACTURER: THYSSENKRUPP, ADDITIONAL INFORMATION: IGBT, 1200V 150A, QA/QC DOCUMENT REQUIRED: CO/CQ | 0726777009 | 043-Y-001 | THYSSENKRUPP | PC |  | 0 | 1 | 0 | 1 | 0 |  | 0
291 | 2060118722 | ELEVATOR, PASSENGER, PARTS, ITEM: MOTOR, PART NUMBER: 6531063020, OEM DRAWING NUMBER: VM2155-501-A-702, EQPT MANUFACTURER: THYSSENKRUPP, ADDITIONAL INFORMATION: MOTOR, EX WITH GEAR AY EX DOOR DRIVE, QA/QC DOCUMENT REQUIRED: CO/CQ | 6531063020 | 043-Y-001 | THYSSENKRUPP | PC |  | 0 | 1 | 0 |  | 0 | 1 | 0
292 | TBU | ELEVATOR, PASSENGER, PARTS, ITEM: PROXIMITY SWITCH, PART NUMBER: 6557027010, OEM DRAWING NUMBER: VM2155-501-A-702, POSITION NUMBER: B27, EQPT MANUFACTURER: THYSSENKRUPP, QA/QC DOCUMENT REQUIRED: CO/CQ | 6557027010 | 043-Y-001 | THYSSENKRUPP | PC |  | 0 | 1 | 0 | 1 | 0 |  | 0
293 | 2060118726 | ELEVATOR, PASSENGER, PARTS, ITEM: POWER FILTER, PART NUMBER: 0099360100, OEM DRAWING NUMBER: VM2155-501-A-702, POSITION NUMBER: Z03, EQPT MANUFACTURER: THYSSENKRUPP, ADDITIONAL INFORMATION: ELECTRONIC, 480VAC 50A, 3MM SIZE, QA/QC DOCUMENT REQUIRED: CO/CQ | 0099360100 | 043-Y-001 | THYSSENKRUPP | PC |  | 0 | 1 | 0 | 1 | 0 |  | 0
294 | 2060118727 | ELEVATOR, PASSENGER, PARTS, ITEM: POWER FILTER, PART NUMBER: 99500009286, OEM DRAWING NUMBER: VM2155-501-A-702, POSITION NUMBER: Z13, EQPT MANUFACTURER: THYSSENKRUPP, ADDITIONAL INFORMATION: 230VAC 3A 1PH, QA/QC DOCUMENT REQUIRED: CO/CQ | 99500009286 | 043-Y-001 | THYSSENKRUPP | PC |  | 0 | 1 | 0 | 1 | 0 | 1 | 0
295 | 2060118730 | ELEVATOR, PASSENGER, PARTS, ITEM: POSITION SWITCH , PART NUMBER: 6550040010, OEM DRAWING NUMBER: VM2155-501-A-702, POSITION NUMBER: S102, EQPT MANUFACTURER: THYSSENKRUPP, QA/QC DOCUMENT REQUIRED: CO/CQ | 6550040010 | 043-Y-001 | THYSSENKRUPP | PC |  | 0 | 1 | 0 | 1 | 0 |  | 0
296 | 2020518731 | ELEVATOR, PASSENGER, PARTS, ITEM: POSITION SWITCH, PART NUMBER: 99500009463, OEM DRAWING NUMBER: VM2155-501-A-702, POSITION NUMBER: S07.1, EQPT MANUFACTURER: THYSSENKRUPP, ADDITIONAL INFORMATION: LIMIT, PLUNGER, POSITION, QA/QC DOCUMENT REQUIRED: CO/CQ | 99500009463 | 043-Y-001 | THYSSENKRUPP | PC |  | 0 | 1 | 0 | 1 | 0 |  | 0
297 | 2060118734 | ELEVATOR, PASSENGER, PARTS, ITEM: FUSE, PART NUMBER: 99500007113, OEM DRAWING NUMBER: VM2155-501-A-702, EQPT MANUFACTURER: THYSSENKRUPP, ADDITIONAL INFORMATION: 1A, 500VAC, 10MM DIA, 38MM, QA/QC DOCUMENT REQUIRED: CO/CQ | 99500007113 | 043-Y-001 | THYSSENKRUPP | PC |  | 0 | 1 | 0 | 2 | 0 |  | 0
298 | 2060118735 | ELEVATOR, PASSENGER, PARTS, ITEM: FUSE, PART NUMBER: 99500006180, OEM DRAWING NUMBER: VM2155-501-A-702,EQPT MANUFACTURER: THYSSENKRUPP, ADDITIONAL INFORMATION: 0.8A, POLYSWITCH, PRINT, QA/QC DOCUMENT REQUIRED: CO/CQ | 99500006180 | 043-Y-001 | THYSSENKRUPP | PC |  | 0 | 1 | 0 |  | 0 |  | 0
299 | 2020500046 | ELEVATOR, PASSENGER, PARTS, ITEM: PUSH BUTTON, PART NUMBER: 0099218220, OEM DRAWING NUMBER: VM2155-501-A-702, POSITION NUMBER: S101B, EQPT MANUFACTURER: THYSSENKRUPP, QA/QC DOCUMENT REQUIRED: CO/CQ | 0099218220 | 043-Y-001 | THYSSENKRUPP | PC |  | 0 | 1 | 0 |  | 0 |  | 0
300 | 2060118742 | ELEVATOR, PASSENGER, PARTS, ITEM: LIMIT SWITCH, PART NUMBER: 0099222220, OEM DRAWING NUMBER: VM2155-501-A-702, POSITION NUMBER: S153, EQPT MANUFACTURER: THYSSENKRUPP, ADDITIONAL INFORMATION: LIMIT SWITCH, 500V, 10A, EX II 2G EX DE IIC T6, QA/QC DOCUMENT REQUIRED: CO/CQ | 0099222220 | 043-Y-001 | THYSSENKRUPP | PC |  | 0 | 1 | 0 |  | 0 |  | 0
301 | 2060118741 | ELEVATOR, PASSENGER, PARTS, ITEM: LIMIT SWITCH, PART NUMBER: 0099221220, OEM DRAWING NUMBER: VM2155-501-A-702, POSITION NUMBER: S140B, EQPT MANUFACTURER: THYSSENKRUPP, ADDITIONAL INFORMATION: LIMIT SWITCH, 500V, 10A, EX II 2G EX DE IIC T6, QA/QC DOCUMENT REQUIRED: CO/CQ | 0099221220 | 043-Y-001 | THYSSENKRUPP | PC |  | 0 | 1 | 0 |  | 0 |  | 0
302 | 2020918743 | ELEVATOR, PASSENGER, PARTS, ITEM: TEMPERATURE MONITOR, PART NUMBER: 0099209040, OEM DRAWING NUMBER: VM2155-501-A-702, POSITION NUMBER: K01T, EQPT MANUFACTURER: THYSSENKRUPP, QA/QC DOCUMENT REQUIRED: CO/CQ | 0099209040 | 043-Y-001 | THYSSENKRUPP | PC |  | 0 | 1 | 0 |  | 0 |  | 0
303 | 2060118744 | ELEVATOR, PASSENGER, PARTS, ITEM: SENSOR, PART NUMBER: 99500008819, OEM DRAWING NUMBER: VM2155-501-A-702, EQPT MANUFACTURER: THYSSENKRUPP, ADDITIONAL INFORMATION: SENSOR, SILICONE TEMPERATURE, 990 TO 1010OHM, QA/QC DOCUMENT REQUIRED: CO/CQ | 99500008819 | 043-Y-001 | THYSSENKRUPP | PC |  | 0 | 1 | 0 |  | 0 |  | 0
304 | 2060118745 | ELEVATOR, PASSENGER, PARTS, ITEM: TOOTH BELT, PART NUMBER: 2200869, OEM DRAWING NUMBER: VM2155-501-A-702,EQPT MANUFACTURER: THYSSENKRUPP, ADDITIONAL INFORMATION: BELT, TIMING, 7.042M LG, 5MM PITCH, 25MM WD, QA/QC DOCUMENT REQUIRED: CO/CQ | 2200869 | 043-Y-001 | THYSSENKRUPP | M |  | 0 | 1 | 0 |  | 0 |  | 0
305 | 2060118834 | ELEVATOR, PASSENGER, PARTS, ITEM: SOCKET WRENCH, PART NUMBER: 6090048010, OEM DRAWING NUMBER: VM2155-501-A-702, EQPT MANUFACTURER: THYSSENKRUPP, ADDITIONAL INFORMATION: WRENCH, SOCKET, TRIPLE SQ, M5, QA/QC DOCUMENT REQUIRED: CO/CQ | 6090048010 | 043-Y-001 | THYSSENKRUPP | PC |  | 0 | 1 | 0 |  | 0 |  | 0
306 | 2060118753 | ELEVATOR, PASSENGER, PARTS, ITEM: BOARD, PART NUMBER: 6510037670, OEM DRAWING NUMBER: VM2155-501-A-702, POSITION NUMBER: A60, EQPT MANUFACTURER: THYSSENKRUPP, ADDITIONAL INFORMATION: INDICATOR, AY BOARD, MA1.1 BASE, QA/QC DOCUMENT REQUIRED: CO/CQ | 6510037670 | 043-Y-001 | THYSSENKRUPP | PC |  | 0 | 1 | 0 |  | 0 |  | 0
307 | 2060118754 | ELEVATOR, PASSENGER, PARTS, ITEM: BOARD, PART NUMBER: 6510044680, OEM DRAWING NUMBER: VM2155-501-A-702, POSITION NUMBER: A60, EQPT MANUFACTURER: THYSSENKRUPP, ADDITIONAL INFORMATION: INDICATOR, AY BOARD, MA1.7 BASE, QA/QC DOCUMENT REQUIRED: CO/CQ | 6510044680 | 043-Y-001 | THYSSENKRUPP | PC |  | 0 | 1 | 0 |  | 0 |  | 0
308 | 2060118756 | ELEVATOR, PASSENGER, PARTS, ITEM: PRINTED CIRCUIT BOARD, PART NUMBER: 65100004029, OEM DRAWING NUMBER: VM2155-501-A-702, POSITION NUMBER: A18, EQPT MANUFACTURER: THYSSENKRUPP, ADDITIONAL INFORMATION: PRINTED CIRCUIT, AY, MC1 HV2 FULLY INSERTED, QA/QC DOCUMENT REQUIRED: CO/CQ | 65100004029 | 043-Y-001 | THYSSENKRUPP | PC |  | 0 | 1 | 0 |  | 0 |  | 0
309 | 2060118758 | ELEVATOR, PASSENGER, PARTS, ITEM: BOARD, PART NUMBER: 65100009232, OEM DRAWING NUMBER: VM2155-501-A-702, POSITION NUMBER: A40.1, EQPT MANUFACTURER: THYSSENKRUPP, ADDITIONAL INFORMATION: MODULE, MF4 LIFT CAR, AY, FLAT, QA/QC DOCUMENT REQUIRED: CO/CQ | 65100009232 | 043-Y-001 | THYSSENKRUPP | PC |  | 0 | 1 | 0 |  | 0 |  | 0
310 | 2060118761 | ELEVATOR, PASSENGER, PARTS, ITEM: BOARD, PART NUMBER: 6510002690, OEM DRAWING NUMBER: VM2155-501-A-702, POSITION NUMBER: A23, EQPT MANUFACTURER: THYSSENKRUPP, ADDITIONAL INFORMATION: MODULE, MP PORT, AY, QA/QC DOCUMENT REQUIRED: CO/CQ | 6510002690 | 043-Y-001 | THYSSENKRUPP | PC |  | 0 | 1 | 0 |  | 0 |  | 0
311 | 2060118762 | ELEVATOR, PASSENGER, PARTS, ITEM: PRINTED CIRCUIT BOARD, PART NUMBER: 6510081680, OEM DRAWING NUMBER: VM2155-501-A-702, POSITION NUMBER: A12, EQPT MANUFACTURER: THYSSENKRUPP, ADDITIONAL INFORMATION: PRINTED CIRCUIT, AY, MQ1 RELAY AND INQUIRY, QA/QC DOCUMENT REQUIRED: CO/CQ | 6510081680 | 043-Y-001 | THYSSENKRUPP | PC |  | 0 | 1 | 0 |  | 0 |  | 0
312 | 2060118765 | ELEVATOR, PASSENGER, PARTS, ITEM: PRINTED CIRCUIT BOARD, PART NUMBER: 6510098680, OEM DRAWING NUMBER: VM2155-501-A-702, POSITION NUMBER: A13, EQPT MANUFACTURER: THYSSENKRUPP, ADDITIONAL INFORMATION: PRINTED CIRCUIT, AY, MZ1 CENTRAL GROUP, QA/QC DOCUMENT REQUIRED: CO/CQ | 6510098680 | 043-Y-001 | THYSSENKRUPP | PC |  | 0 | 1 | 0 |  | 0 |  | 0
313 | 2060118766 | ELEVATOR, PASSENGER, PARTS, ITEM: PRINTED CIRCUIT BOARD, PART NUMBER: 65190007502_L, OEM DRAWING NUMBER: VM2155-501-A-702, POSITION NUMBER: A86, EQPT MANUFACTURER: THYSSENKRUPP, ADDITIONAL INFORMATION: PRINTED CIRCUIT, AY, RFS2 FLAT PIT, QA/QC DOCUMENT REQUIRED: CO/CQ | 65190007502_L | 043-Y-001 | THYSSENKRUPP | PC |  | 0 | 1 | 0 |  | 0 |  | 0
314 | 2060118770 | ELEVATOR, PASSENGER, PARTS, ITEM: CONTROLLER , PART NUMBER: 6532005660, OEM DRAWING NUMBER: VM2155-501-A-702, POSITION NUMBER: G50, EQPT MANUFACTURER: THYSSENKRUPP, ADDITIONAL INFORMATION: CONTROLLER, AY DOOR, F4, QA/QC DOCUMENT REQUIRED: CO/CQ | 6532005660 | 043-Y-001 | THYSSENKRUPP | PC |  | 0 | 1 | 0 |  | 0 |  | 0
315 | 2060118772 | ELEVATOR, PASSENGER, PARTS, ITEM: ISOLATING SWITCHING AMPLIFIERE, PART NUMBER: 99500011222, OEM DRAWING NUMBER: VM2155-501-A-702, POSITION NUMBER: N56, EQPT MANUFACTURER: THYSSENKRUPP, ADDITIONAL INFORMATION: AMPLIFIER, ISOLATING SWITCHING, 230VAC INPUT, QA/QC DOCUMENT REQUIRED: CO/CQ | 99500011222 | 043-Y-001 | THYSSENKRUPP | PC |  | 0 | 1 | 0 |  | 0 |  | 0
316 | 2070818776 | ELEVATOR, PASSENGER, PARTS, ITEM: SWITCHING AMPLIFIERE, PART NUMBER: KFD2-SOT2-Ex2.IO, OEM DRAWING NUMBER: VM2155-501-A-702, POSITION NUMBER: N43, EQPT MANUFACTURER: Pepperl +Fuchs, ADDITIONAL INFORMATION: AMPLIFIER, ISOLATING SWITCHING, 24VDC, 8MA INPUT, QA/QC DOCUMENT REQUIRED: CO/CQ | KFD2-SOT2-Ex2.IO | 043-Y-001 | THYSSENKRUPP | PC |  | 0 | 1 | 0 |  | 0 |  | 0
317 | 2020518777 | ELEVATOR, PASSENGER, PARTS, ITEM: TEMPERATURE CONTROLLER, PART NUMBER: 8040/1260-r5a/-2, OEM DRAWING NUMBER: VM2155-501-A-702, POSITION NUMBER: S03, EQPT MANUFACTURER: STAHL, ADDITIONAL INFORMATION: TEMPERATURE, -20 TO 50DEG C, C GRADE, QA/QC DOCUMENT REQUIRED: CO/CQ | 8040/1260-r5a/-2 | 043-Y-001 | THYSSENKRUPP | PC |  | 0 | 1 | 0 |  | 0 |  | 0
318 | 2020518779 | ELEVATOR, PASSENGER, PARTS, ITEM: PHOTOELECTRIC SENSOR, PART NUMBER: 50080723, OEM DRAWING NUMBER: VM2155-501-A-702, POSITION NUMBER: N56, EQPT MANUFACTURER: LEUZE, ADDITIONAL INFORMATION: REFLEXION LIGHT, 13V, 40MA, PRK 92/3 L EX, QA/QC DOCUMENT REQUIRED: CO/CQ | 50080723 | 043-Y-001 | THYSSENKRUPP | PC |  | 0 | 1 | 0 |  | 0 |  | 0
319 | 2060118780 | ELEVATOR, PASSENGER, PARTS, ITEM: WIRE ROPE, PART NUMBER: 3300019, OEM DRAWING NUMBER: VM2155-501-A-703, EQPT MANUFACTURER: THYSSENKRUPP, ADDITIONAL INFORMATION: ROPE, WIRE, 41.834M LG, QA/QC DOCUMENT REQUIRED: CO/CQ | 3300019 | 043-Y-001 | THYSSENKRUPP | M |  |  |  | 0 | 100 | 0 |  | 0
320 | 2060118785 | ELEVATOR, PASSENGER, PARTS, ITEM: COUPLING RELAY, PART NUMBER: 6972201016, OEM DRAWING NUMBER: VM2155-501-A-703, POSITION NUMBER: G03, EQPT MANUFACTURER: THYSSENKRUPP, QA/QC DOCUMENT REQUIRED: CO/CQ | 6972201016 | 043-Y-001 | THYSSENKRUPP | PC |  |  |  | 0 |  | 0 |  | 0
321 | 2060118790 | ELEVATOR, PASSENGER, PARTS, ITEM: BREAKER, PART NUMBER: 0099324660, OEM DRAWING NUMBER: VM2155-501-A-703, POSITION NUMBER: F04, EQPT MANUFACTURER: THYSSENKRUPP, QA/QC DOCUMENT REQUIRED: CO/CQ | 0099324660 | 043-Y-001 | THYSSENKRUPP | PC |  |  |  | 0 |  | 0 | 1 | 0
322 | 2060118791 | ELEVATOR, PASSENGER, PARTS, ITEM: BREAKER, PART NUMBER: 99500009663, OEM DRAWING NUMBER: VM2155-501-A-703, POSITION NUMBER: F00, EQPT MANUFACTURER: THYSSENKRUPP, QA/QC DOCUMENT REQUIRED: CO/CQ | 99500009663 | 061-ME-001 043-Y-001 | THYSSENKRUPP | PC |  |  |  | 0 |  | 0 | 1 | 0
323 | 2060118792 | ELEVATOR, PASSENGER, PARTS, ITEM: BREAKER, PART NUMBER: 0099332660, OEM DRAWING NUMBER: VM2155-501-A-703, POSITION NUMBER: F75, EQPT MANUFACTURER: THYSSENKRUPP, QA/QC DOCUMENT REQUIRED: CO/CQ | 0099332660 | 061-ME-001 043-Y-001 | THYSSENKRUPP | PC |  |  |  | 0 |  | 0 | 1 | 0
324 | 2060118793 | ELEVATOR, PASSENGER, PARTS, ITEM: BREAKER, PART NUMBER: 99500009791, OEM DRAWING NUMBER: VM2155-501-A-703, POSITION NUMBER: F02, EQPT MANUFACTURER: THYSSENKRUPP, QA/QC DOCUMENT REQUIRED: CO/CQ | 99500009791 | 061-ME-001 043-Y-001 | THYSSENKRUPP | PC |  |  |  | 0 |  | 0 | 1 | 0
325 | 2060118794 | ELEVATOR, PASSENGER, PARTS, ITEM: BREAKER, PART NUMBER: 0099319660, OEM DRAWING NUMBER: VM2155-501-A-703, POSITION NUMBER: F13, EQPT MANUFACTURER: THYSSENKRUPP, QA/QC DOCUMENT REQUIRED: CO/CQ | 0099319660 | 043-Y-001 | THYSSENKRUPP | PC |  |  |  | 0 | 1 | 0 |  | 0
326 | 2060118795 | ELEVATOR, PASSENGER, PARTS, ITEM: BREAKER, PART NUMBER: 0099327660, OEM DRAWING NUMBER: VM2155-501-A-703, POSITION NUMBER: F02.1, EQPT MANUFACTURER: THYSSENKRUPP, QA/QC DOCUMENT REQUIRED: CO/CQ | 0099327660 | 043-Y-001 | THYSSENKRUPP | PC |  |  |  | 0 | 1 | 0 |  | 0
327 | 2060118796 | ELEVATOR, PASSENGER, PARTS, ITEM: BREAKER, PART NUMBER: 0099333660, OEM DRAWING NUMBER: VM2155-501-A-703, POSITION NUMBER: F31.1, EQPT MANUFACTURER: THYSSENKRUPP, QA/QC DOCUMENT REQUIRED: CO/CQ | 0099333660 | 043-Y-001 | THYSSENKRUPP | PC |  |  |  | 0 | 1 | 0 |  | 0
328 | 2020618800 | CIRCUIT BREAKER, TYPE: SCHNEIDER, POLES: 3P, RATED VOLTAGE: 690 VAC, RATED CURRENT: 0.63A, BREAKING CAPACITY: 100 KA, FRAME SIZE: GV2ME, DIMENSION: 45mmWx 89mm Hx 78.5mmD, ADDITIONAL INFORMATION: GV2ME04, QA/QC DOCUMENT REQUIRED: CO/CQ | GV2-ME04 | 043-Y-001 | THYSSENKRUPP | PC |  | 0 | 1 | 0 |  | 0 |  | 0
329 | 2060118806 | ELEVATOR, PASSENGER, PARTS, ITEM: POWER SUPPLY, PART NUMBER: 99500010544, OEM DRAWING NUMBER: VM2155-501-A-703, POSITION NUMBER: G36, EQPT MANUFACTURER: THYSSENKRUPP, ADDITIONAL INFORMATION:100 TO 230VAC INPUT, 24VDC OUTPUT, 0.63A, QA/QC DOCUMENT REQUIRED: CO/CQ | 99500010544 | 043-Y-001 | THYSSENKRUPP | PC |  |  |  | 0 |  | 0 | 1 | 0
330 | 2060118807 | ELEVATOR, PASSENGER, PARTS, ITEM: POWER SUPPLY, PART NUMBER: 6541062010, OEM DRAWING NUMBER: VM2155-501-A-703, POSITION NUMBER: G11, EQPT MANUFACTURER: THYSSENKRUPP, ADDITIONAL INFORMATION:400V INPUT, 24VDC OUTPUT, 10A, QA/QC DOCUMENT REQUIRED: CO/CQ | 6541062010 | 043-Y-001 | THYSSENKRUPP | PC |  |  |  | 0 | 1 | 0 |  | 0
331 | 2021018808 | ELEVATOR, PASSENGER, PARTS, ITEM: POWER SUPPLY, PART NUMBER: KFD2-EB2, OEM DRAWING NUMBER: VM2155-501-A-703, POSITION NUMBER: N138.1, EQPT MANUFACTURER: Pepperl +Fuchs, ADDITIONAL INFORMATION: POWER SUPPLY, 20 TO 30VDC INPUT, 4A, DIN RAIL MOUNTING, , QA/QC DOCUMENT REQUIRED: CO/CQ | KFD2-EB2 | 043-Y-001 | THYSSENKRUPP | PC |  |  |  | 0 | 1 | 0 |  | 0
332 | 2060118809 | ELEVATOR, PASSENGER, PARTS, ITEM: POWER SUPPLY, PART NUMBER: 6541055010, OEM DRAWING NUMBER: VM2155-501-A-703, POSITION NUMBER: G75, EQPT MANUFACTURER: THYSSENKRUPP, ADDITIONAL INFORMATION: 230VAC INPUT, 24VDC OUTPUT, QA/QC DOCUMENT REQUIRED: CO/CQ | 6541055010 | 043-Y-001 | THYSSENKRUPP | PC |  |  |  | 0 |  | 0 | 1 | 0
333 | 2060118815 | ELEVATOR, PASSENGER, PARTS, ITEM: RELAY, PART NUMBER: 99500009473, OEM DRAWING NUMBER: VM2155-501-A-703, POSITION NUMBER: K27, EQPT MANUFACTURER: THYSSENKRUPP, ADDITIONAL INFORMATION: RELAY, 12VDC, 2CO, QA/QC DOCUMENT REQUIRED: CO/CQ | 99500009473 | 043-Y-001 | THYSSENKRUPP | PC |  | 0 | 1 | 0 |  | 0 |  | 0
334 | 2060118816 | ELEVATOR, PASSENGER, PARTS, ITEM: RELAY, PART NUMBER: 6576079010, OEM DRAWING NUMBER: VM2155-501-A-703, POSITION NUMBER: K20, EQPT MANUFACTURER: THYSSENKRUPP, ADDITIONAL INFORMATION: RELAY, 6A 12VDC 1W, QA/QC DOCUMENT REQUIRED: CO/CQ | 6576079010 | 043-Y-001 | THYSSENKRUPP | PC |  | 0 | 1 | 0 |  | 0 |  | 0
335 | 2060118817 | ELEVATOR, PASSENGER, PARTS, ITEM: RELAY, PART NUMBER: 6576080010, OEM DRAWING NUMBER: VM2155-501-A-703, POSITION NUMBER: K26, EQPT MANUFACTURER: THYSSENKRUPP, ADDITIONAL INFORMATION: RELAY, 6A 24VDC 1W, QA/QC DOCUMENT REQUIRED: CO/CQ | 6576080010 | 043-Y-001 | THYSSENKRUPP | PC |  | 0 | 1 | 0 |  | 0 |  | 0
336 | 2060118818 | ELEVATOR, PASSENGER, PARTS, ITEM: RELAY, PART NUMBER: 0704121004, OEM DRAWING NUMBER: VM2155-501-A-703, POSITION NUMBER: G03, EQPT MANUFACTURER: THYSSENKRUPP, ADDITIONAL INFORMATION: RELAY, POWER, 10A 12VDC 1W, E PRINT, QA/QC DOCUMENT REQUIRED: CO/CQ | 0704121004 | 043-Y-001 | THYSSENKRUPP | PC |  | 0 | 1 | 0 |  | 0 |  | 0
337 | 2060118831 | ELEVATOR, PASSENGER, PARTS, ITEM: TRANSFORMER, PART NUMBER: 1750445001, OEM DRAWING NUMBER: VM2155-501-A-703, POSITION NUMBER: G03, EQPT MANUFACTURER: THYSSENKRUPP, ADDITIONAL INFORMATION: 2.8A, 230/400V PRIMARY, 23V SECONDARY, 1PH, QA/QC DOCUMENT REQUIRED: CO/CQ | 1750445001 | 043-Y-001 | THYSSENKRUPP | PC |  |  |  | 0 | 1 | 0 |  | 0
338 | 2060118838 | ELEVATOR, PASSENGER, PARTS, ITEM: AY ROLLER, PART NUMBER: 6023009420, OEM DRAWING NUMBER: VM2155-501-A-703, EQPT MANUFACTURER: THYSSENKRUPP, ADDITIONAL INFORMATION: ROLLER, AY D36, QA/QC DOCUMENT REQUIRED: CO/CQ | 6023009420 | 043-Y-001 | THYSSENKRUPP | PC |  |  |  | 0 | 1 | 0 |  | 0
339 | 2060118839 | ELEVATOR, PASSENGER, PARTS, ITEM: AY ROLLER, PART NUMBER: 6090026420, OEM DRAWING NUMBER: VM2155-501-A-703, EQPT MANUFACTURER: THYSSENKRUPP, ADDITIONAL INFORMATION: ROLLER, AY S8/K8, QA/QC DOCUMENT REQUIRED: CO/CQ | 6090026420 | 043-Y-001 | THYSSENKRUPP | PC |  |  |  | 0 | 1 | 0 |  | 0
340 | TBU | ELEVATOR, PASSENGER, PARTS, ITEM: POWER SUPPLY, PART NUMBER: 6541026010, OEM DRAWING NUMBER: VM2155-501-A-703, POSITION NUMBER: G139, EQPT MANUFACTURER: THYSSENKRUPP, QA/QC DOCUMENT REQUIRED: CO/CQ | 6541026010 | 043-Y-001 | THYSSENKRUPP | SET |  |  |  | 0 | 1 | 0 |  | 0
341 | 2060118864 | ELEVATOR, PASSENGER, PARTS, ITEM: CAM, PART NUMBER: 6090051160, OEM DRAWING NUMBER: VM2155-501-A-703, EQPT MANUFACTURER: THYSSENKRUPP, ADDITIONAL INFORMATION: CAM, AY WIDENING, L, QA/QC DOCUMENT REQUIRED: CO/CQ | 6090051160 | 043-Y-001 | THYSSENKRUPP | PC |  | 0 | 1 | 0 |  | 0 |  | 0
342 | 2060118865 | ELEVATOR, PASSENGER, PARTS, ITEM: LOCKING DEVICE, PART NUMBER: 60900007613, OEM DRAWING NUMBER: VM2155-501-A-703, EQPT MANUFACTURER: THYSSENKRUPP, ADDITIONAL INFORMATION: AY LOCKING, EX L, QA/QC DOCUMENT REQUIRED: CO/CQ | 60900007613 | 043-Y-001 | THYSSENKRUPP | PC |  | 0 | 1 | 0 |  | 0 |  | 0
343 | 2060118866 | ELEVATOR, PASSENGER, PARTS, ITEM: LOCKING DEVICE, PART NUMBER: 6090049010, OEM DRAWING NUMBER: VM2155-501-A-703, EQPT MANUFACTURER: THYSSENKRUPP, QA/QC DOCUMENT REQUIRED: CO/CQ | 6090049010 | 043-Y-001 | THYSSENKRUPP | PC |  | 0 | 1 | 0 |  | 0 |  | 0
344 | 2060118867 | ELEVATOR, PASSENGER, PARTS, ITEM: SPRING, PART NUMBER: 0098827400, OEM DRAWING NUMBER: VM2155-501-A-703, EQPT MANUFACTURER: THYSSENKRUPP, QA/QC DOCUMENT REQUIRED: CO/CQ | 0098827400 | 043-Y-001 | THYSSENKRUPP | PC |  | 0 | 1 | 0 |  | 0 |  | 0
345 | 2060118868 | ELEVATOR, PASSENGER, PARTS, ITEM: SPRING, PART NUMBER: 0098842400, OEM DRAWING NUMBER: VM2155-501-A-703, EQPT MANUFACTURER: THYSSENKRUPP, QA/QC DOCUMENT REQUIRED: CO/CQ | 0098842400 | 043-Y-001 | THYSSENKRUPP | PC |  | 0 | 1 | 0 |  | 0 |  | 0
346 | 2060118869 | ELEVATOR, PASSENGER, PARTS, ITEM: SPRING, PART NUMBER: 0098838400, OEM DRAWING NUMBER: VM2155-501-A-703, EQPT MANUFACTURER: THYSSENKRUPP, QA/QC DOCUMENT REQUIRED: CO/CQ | 0098838400 | 043-Y-001 | THYSSENKRUPP | PC |  | 0 | 1 | 0 |  | 0 |  | 0
347 | TBU | ELEVATOR, PASSENGER, PARTS, ITEM: INDUCTIVE SLOT SENSOR, PART NUMBER: SJ15-A-5M, OEM DRAWING NUMBER: VM2155-501-A-801, EQPT MANUFACTURER: Pepperl+Fuchs, QA/QC DOCUMENT REQUIRED: CO/CQ | SJ15-A-5M | 043-Y-001 | THYSSENKRUPP | PC |  | 0 | 1 | 0 |  | 0 |  | 0
348 | TBU | ELEVATOR, PASSENGER, PARTS, ITEM: PROXIMITY SENSOR, PART NUMBER: NJ5-11-N-Y13260, OEM DRAWING NUMBER: VM2155-501-A-801, EQPT MANUFACTURER: Pepperl+Fuchs, QA/QC DOCUMENT REQUIRED: CO/CQ | NJ5-11-N-Y13260 | 043-Y-001 | THYSSENKRUPP | PC |  | 0 | 1 | 0 |  | 0 |  | 0
349 | 2060118740 | ELEVATOR, PASSENGER, PARTS, ITEM: PROXIMITY SWITCH, PART NUMBER: D-88299, OEM DRAWING NUMBER: VM2155-501-A-801, EQPT MANUFACTURER: Elobau, ADDITIONAL INFORMATION: Type: 610045M10-3, QA/QC DOCUMENT REQUIRED: CO/CQ | D-88299 | 043-Y-001 | THYSSENKRUPP | PC |  | 0 | 1 | 0 |  | 0 |  | 0
350 | TBU | ELEVATOR, PASSENGER, PARTS, ITEM: DOOR MOTOR BELT, PART NUMBER: STD 5M HSE-PAZ, OEM DRAWING NUMBER: VM2155-501-A-801, EQPT MANUFACTURER: THYSSENKRUPP, QA/QC DOCUMENT REQUIRED: CO/CQ | STD 5M HSE-PAZ | 043-Y-001 | THYSSENKRUPP | SET |  |  |  | 0 | 1 | 0 |  | 0
351 | 2020155723 | ELEVATOR, PASSENGER, PARTS, ITEM: CABLE, PART NUMBER: 51306, OEM DRAWING NUMBER: VM2155-501-A-801, EQPT MANUFACTURER: THYSSENKRUPP, ADDITIONAL INFORMATION: 150M, 24 CORE, 1.0SQMM, STN-24G1, QA/QC DOCUMENT REQUIRED: CO/CQ | 51306 | 043-Y-001 | THYSSENKRUPP | M |  |  |  | 0 |  | 0 | 100 | 0
II | SULLURY PACKAGE'S SPARE PARTS - 022-F-201
1 | 2070311497 | TRANSFORMER, PARTS, ITEM: H.V. BUSHING AND PROBE, PART NUMBER: 300100039-001, OEM DRAWING NUMBER: 300100025, POSITION NUMBER: ITEM NO. 1, EQPT MANUFACTURER: GA-EMS, QA/QC DOCUMENT REQUIRED: CO,CQ | 300100039-001 | 022-F-201 | GA-EMS | PC |  | 127322552 | 9 | 1145902968 | 9 | 1145902968
2 | 2000100120 | TRANSFORMER, PARTS, ITEM: WASHER, SPLIT LOCK, SIZE: 1/4IN, MATERIAL: SST 316/316L, PART NUMBER: CT00011857, OEM DRAWING NUMBER: 300100025, POSITION NUMBER: ITEM NO. 14, EQPT MANUFACTURER: GA-EMS, QA/QC DOCUMENT REQUIRED: CO,CQ | CT00011857 | 022-F-201 | GA-EMS | SET |  | 0 | 18 | 0
3 | 2020155712 | CABLE, ELECTRICAL, NON ARMOURED, APPLICATION: OIL-RES, RATED VOLTAGE: 40000 VDC, MAT, CONDUCTOR: TINNED COPPER, COLOUR, OUTER SHEATH: RED, NUMBER, CORES: 1 CORE, CROSS SECTION, CORES: 18 AWG, ADDITIONAL INFORMATION: MANUF: BELDEN, PART NO. 8866, QA/QC DOCUMENT REQUIRED: CO,CQ | 8866 | 022-F-201 | GA-EMS | M |  | 0 | 152.4 | 0
4 | 2000101032 | TRANSFORMER, PARTS, ITEM: FLAT WASHER, SIZE: 3/8IN, MATERIAL: SST, OEM DRAWING NUMBER: 300100013, POSITION NUMBER: ITEM NO. 3, EQPT MANUFACTURER: GA-EMS, QA/QC DOCUMENT REQUIRED: CO,CQ |  | 022-F-201 | GA-EMS | PC |  | 0 | 540 | 0
5 | 2000101033 | TRANSFORMER, PARTS, ITEM: CURVED SPRING WASHER, SIZE: 3/8IN x 0.16IN THK, MATERIAL: SST, OEM DRAWING NUMBER: 300100013, POSITION NUMBER: ITEM NO. 2, EQPT MANUFACTURER: GA-EMS, QA/QC DOCUMENT REQUIRED: CO,CQ |  | 022-F-201 | GA-EMS | PC |  | 0 | 360 | 0
III | ELECTRIC HEATER'S SPARE PARTS - 043-H-101/102/103/104/105, 041-H-011, 023-H-301, 028-H-051
1 | 2000100613 | CIRCUIT BREAKER, TYPE: MCCB, POLES: 3P, RATED VOLTAGE: 690 VAC, RATED CURRENT: 500A, BREAKING CAPACITY: (690 VAC) 70 KA, FRAME SIZE: T5, DIMENSION: 140MM (W) x 205MM (H)x 103.5MM (L), ADDITIONAL INFORMATION: PART NO: 1SDA054469R1, TYPE: T5L 630 TMA 500-5000 3P F F, SACE TMAX T, ABB, QA/QC DOCUMENT REQUIRED: CO/CQ | 1SDA054469R1 | 043-H-101 | ABB | PC | 1801.8 | 45585540 | 1 | 45585540
2 | 2000100614 | CIRCUIT BREAKER, TYPE: MCCB, POLES: 3P, RATED VOLTAGE: 690 VAC, RATED CURRENT: 320A, BREAKING CAPACITY: (690 VAC) 70 KA, FRAME SIZE: T4, DIMENSION: 105MM (W) x 205MM (H)x 103.5MM (L), ADDITIONAL INFORMATION: PART NO: 1SDA054141R1, TYPE: T4L 320 PR221DS-LS/I In=320 3P F F, SACE TMAX T, ABB, QA/QC DOCUMENT REQUIRED: CO/CQ | 1SDA054141R1 | 043-H-102 | ABB | PC | 3963.96 | 100288188 | 1 | 100288188
3 | 2000100615 | CIRCUIT BREAKER, TYPE: MCCB, POLES: 3P, RATED VOLTAGE: 690 VAC, RATED CURRENT: 1000A, BREAKING CAPACITY: (690 VAC) 37.5 KA, FRAME SIZE: T7, DIMENSION: 210MM (W) x 268MM (H)x 154MM (L), ADDITIONAL INFORMATION: PART NO: 1SDA062802R1, TYPE: T7L 1000 PR231/P LS/I In=1000A 3P F F, SACE TMAX T, ABB, QA/QC DOCUMENT REQUIRED: CO/CQ | 1SDA062802R1 | 043-H-103 | ABB | PC | 3963.96 | 100288188 | 1 | 100288188
4 | 2000100616 | CIRCUIT BREAKER, TYPE: MCCB, POLES: 3P, RATED VOLTAGE: 690 VAC, RATED CURRENT: 200A, BREAKING CAPACITY: (690 VAC) 70 KA, FRAME SIZE: T4, DIMENSION: 105MM (W) x 205MM (H)x 103.5MM (L), ADDITIONAL INFORMATION: PART NO: 1SDA054232R1, TYPE: T4L 250 TMA 200-2000 3P F F, SACE TMAX T, ABB, QA/QC DOCUMENT REQUIRED: CO/CQ | 1SDA054232R1 | 043-H-104 043-H-105 | ABB | PC | 3963.96 | 100288188 | 2 | 200576376
5 | 2000100619 | CONTACTOR, ELECTRICAL, MANUFACTURER: ABB, MODEL: AF210-30-22-70, TYPE: POWER, DESIGN SPEC: IEC 60947-4-1, RATED COIL VOLTAGE: 100- 250V, RATED CURRENT: 210 A, RATED VOLTAGE(INSULATION): 690 V, CONFIGURATION, MAIN CONTACT: 3 NO, CONFIGURATION, AUX CONTACT: 2NO, 2NC, RATED FREQUENCY: 50/60Hz, DIMENSION: 140mm (W) x 227mm (H)x 180mm (L), ADDITIONAL INFORMATION: PN#: 1SFL517001R7022, QA/QC DOCUMENT REQUIRED: CO/CQ | AF210-30-22-70 | 043-H-104 | ABB | PC | 2738.736 | 69290020.8 | 1 | 69290020.8
6 | 2000100620 | PANEL, ELECTRICAL, PARTS, ITEM: HANDLE, ITEM TYPE: ROTARY HANDLE, PART NUMBER: 1SDA013869R1, OEM DRAWING NUMBER: VM215A-002-A-201-53, POSITION NUMBER: 11, EQPT MANUFACTURER: ABB, QA/QC DOCUMENT REQUIRED: CO/CQ | 1SDA013869R1 | 043-H-101; 043-H-102; 043-H-103; 043-H-104; 043-H-105 | ABB | PC | 1681.68 | 42546504 | 1 | 42546504 |  |  | 1 | 42546504
7 | 2000100621 | PANEL, ELECTRICAL, PARTS, ITEM: HANDLE, ITEM TYPE: ROTARY HANDLE, PART NUMBER: 1SDA014213R1, OEM DRAWING NUMBER: VM215A-002-A-203-53, POSITION NUMBER: 11, EQPT MANUFACTURER: ABB, QA/QC DOCUMENT REQUIRED: CO/CQ | 1SDA014213R1 | 043-H-103 | ABB | PC | 1681.68 | 42546504 | 1 | 42546504
8 | 2020757829 | CONTACTOR, ELECTRICAL, MANUFACTURER: ABB, MODEL: AF260-30-22-70, TYPE: POWER, DESIGN SPEC: IEC 60947-4-1, RATED COIL VOLTAGE: 100- 250V, RATED CURRENT: 220 A, RATED VOLTAGE(INSULATION): 690 V, CONFIGURATION, MAIN CONTACT: 3 NO, CONFIGURATION, AUX CONTACT: 2NO, 2NC, RATED FREQUENCY: 50/60Hz, DIMENSION: 140mm (W) x 227mm (H)x 180.5mm (L), ADDITIONAL INFORMATION: PART#.1SFL537001R7022, QA/QC DOCUMENT REQUIRED: CO/CQ | AF260-30-22-70 | 043-H-102 | ABB | EA | 2738.736 | 69290020.8 | 1 | 69290020.8
9 | 2060120010 | PANEL, ELECTRICAL, PARTS, ITEM: MODULE, ITEM TYPE: BIAS POWER, PART NUMBER: BPSX 2-14-00, OEM DRAWING NUMBER: VM2153-304-A-009, POSITION NUMBER: B1, EQPT MANUFACTURER: BIAS POWER, ADDITIONAL INFORMATION: INPUT: 85-265 VAC 50/60 HZ, OUT PUT: 14 VDC, QA/QC DOCUMENT REQUIRED: CO/CQ | BPSX 2-14-00 | 041-H-011 | BIAS POWER | EA | 1681.68 | 42546504 | 1 | 42546504
10 | 2020657916 | PANEL, ELECTRICAL, PARTS, ITEM: TRANSFORMER, PART NUMBER: BHTBH01V101KEN, OEM DRAWING NUMBER: VM215A-002-A-201-55, POSITION NUMBER: 14, EQPT MANUFACTURER: BUMHAN, ADDITIONAL INFORMATION: 690V/ 230V 1KVA, QA/QC DOCUMENT REQUIRED: CO/CQ | BHTBH01V101KEN | 043-H-101; 043-H-102; 043-H-103; 043-H-104; 043-H-105 | BUMHAN | EA | 1681.68 | 42546504 | 1 | 42546504 |  |  | 1 | 42546504
11 | 2060120013 | PANEL, ELECTRICAL, PARTS, ITEM: MODULE, ITEM TYPE: POWER DISTRIBUTER, PART NUMBER: CE-IPD 1AANZ, OEM DRAWING NUMBER: VM215A-002-A-201-58, POSITION NUMBER: PAGE 2, EQPT MANUFACTURER: CASE, ADDITIONAL INFORMATION: INPUT: 4-20MA, OUPUT: 4-20MA, QA/QC DOCUMENT REQUIRED: CO/CQ | CE-IPD 1AANZ | 043-H-101; 043-H-102; 043-H-103; 043-H-104; 043-H-105 | CASE | EA | 1681.68 | 42546504 | 3 | 127639512
12 | 2000100622 | PANEL, ELECTRICAL, PARTS, ITEM: CONTROLLER, ITEM TYPE: TEMPERATURE CONTROLLER, PART NUMBER: 6040-AR0000, OEM DRAWING NUMBER: VJ2153-304-A-018, POSITION NUMBER: OTCO1-4, EQPT MANUFACTURER: CHROMALOX, ADDITIONAL INFORMATION: OUTPUT: 4-20MA, POWER SUPPLY: 100-240 VAC, QA/QC DOCUMENT REQUIRED: CO/CQ | 6040-AR0000 | 028-H-051 023-H-301 | CHROMALOX | PC | 180.18 | 4558554 | 6 | 27351324
13 | 2020657648 | PANEL, ELECTRICAL, PARTS, ITEM: CONTROLLER, ITEM TYPE: TEMPERATURE CONTROLLER, PART NUMBER: 6040-RR0000, OEM DRAWING NUMBER: VM2153-304-A-009, POSITION NUMBER: PAGE 7, EQPT MANUFACTURER: CHROMALOX, QA/QC DOCUMENT REQUIRED: CO/CQ | 6040-RR0000 | 028-H-051 023-H-301 130-H-001 041-H-011 | CHROMALOX | EA | 1081.08 | 27351324 | 4 | 109405296
14 | 2029950938 | PANEL, ELECTRICAL, PARTS, ITEM: CONTROLLER, ITEM TYPE: VARI-WATT POWER, PART NUMBER: 0113-10237, OEM DRAWING NUMBER: VJ2153-304-A-018, POSITION NUMBER: B1, EQPT MANUFACTURER: CHROMALOX, ADDITIONAL INFORMATION: MAXIMUM: INPUT: 4-20MA; 0-5VDC;0-10VDC; OUTPUT: 4 SLOTS SSR DRIVE 12VDC AT 100MADC, POWER SUPPLY: 95-250VAC, QA/QC DOCUMENT REQUIRED: CO/CQ | 0113-10237 | 028-H-051 023-H-301 | CHROMALOX | SET | 2282.28 | 57741684 | 2 | 115483368
15 | 2000100570 | PANEL, ELECTRICAL, PARTS, ITEM: SCR TRIGGER BOARD, PART NUMBER: 0135-28093, OEM DRAWING NUMBER: VM2153-304-A-009 , POSITION NUMBER: PAGE 5, EQPT MANUFACTURER: CHROMALOX, ADDITIONAL INFORMATION: SCR TRIGGER 725, QA/QC DOCUMENT REQUIRED: CO/CQ | 0135-28093 | 023-H-301 028-H-051 041-H-011 130-H-001 | CHROMALOX | PC | 8408.4 | 212732520 | 2 | 425465040 | 1 | 212732520 |  | 0
16 | 2021057721 | PANEL, ELECTRICAL, PARTS, ITEM: SCR CONTROL BOARD, PART NUMBER: 0135-28094, OEM DRAWING NUMBER: VM2153-304-A-009 , POSITION NUMBER: PAGE 5, EQPT MANUFACTURER: CHROMALOX, ADDITIONAL INFORMATION: SCR CONTROL BD W/ON-OFF C MXPC MAIN CONTROL, QA/QC DOCUMENT REQUIRED: CO/CQ | 0135-28094 | 023-H-301 028-H-051 041-H-011 130-H-001 | CHROMALOX | PC | 8408.4 | 212732520 | 1 | 212732520 | 1 | 212732520 |  | 0
17 | 2021057722 | PANEL, ELECTRICAL, PARTS, ITEM: SCR CONTROL BOARD, PART NUMBER: 0135-28095, OEM DRAWING NUMBER: VM2153-304-A-009 , POSITION NUMBER: PAGE 5, EQPT MANUFACTURER: CHROMALOX, ADDITIONAL INFORMATION: SCR DOT FIRING PROP CONTR, QA/QC DOCUMENT REQUIRED: CO/CQ | 0135-28095 | 023-H-301 028-H-051 041-H-011 130-H-001 | CHROMALOX | PC | 8408.4 | 212732520 | 2 | 425465040 |  | 0 |  | 0
18 | 2060120016 | PANEL, ELECTRICAL, PARTS, ITEM: ZCT, ITEM TYPE: ZERO CURRENT TRANSFORMER, PART NUMBER: ZR-200, OEM DRAWING NUMBER: VM215A-002-A-203-55, POSITION NUMBER: 3, EQPT MANUFACTURER: DEESYS, ADDITIONAL INFORMATION: INSIDE DIA.200Ø, RATED CURR.2000A PRIMARY/SECONDARY: 200MA/100MV, QA/QC DOCUMENT REQUIRED: CO/CQ | ZR-200 | 043-H-103 | DEESYS | PC | 1681.68 | 42546504 | 1 | 42546504 |  | 0 |  | 0
19 | 2021000208 | PANEL, ELECTRICAL, PARTS, ITEM: CAPACITOR, ITEM TYPE: STARTING CAPACITOR, PART NUMBER: E33.D78-501215, OEM DRAWING NUMBER: VM215A-002-A-203-56, POSITION NUMBER: PAGE 2, EQPT MANUFACTURER: ELECTRONICON, ADDITIONAL INFORMATION: FOR SCR COOLING FAN, QA/QC DOCUMENT REQUIRED: CO/CQ | E33.D78-501215 | 043-H-103 | ELECTRONICON | PC | 1681.68 | 42546504 | 1 | 42546504 |  | 0 |  | 0
20 | 2060120012 | PANEL, ELECTRICAL, PARTS, ITEM: TRANSDUCER, PART NUMBER: KTG 3161S, OEM DRAWING NUMBER: VM215A-002-A-201-55, POSITION NUMBER: 13, EQPT MANUFACTURER: LIGHT STAR, ADDITIONAL INFORMATION: INPUT 3P 3W AC 690/110V/5A (1000W), OUTPUT DC 4-20 M, QA/QC DOCUMENT REQUIRED: CO/CQ | KTG 3161S | 043-H-101; 043-H-102; 043-H-103; 043-H-104; 043-H-105 | LIGHT STAR | EA | 1681.68 | 42546504 | 3 | 127639512 |  | 0 |  | 0
21 | 2000100617 | CIRCUIT BREAKER, TYPE: MCB, POLES: 2P, RATED VOLTAGE: 220 VAC, RATED CURRENT: 6A, BREAKING CAPACITY: (220VAC) 10 KA (380VAC) 5KA, FRAME SIZE: 50 AF, ADDITIONAL INFORMATION: BKM- 6A, LS, QA/QC DOCUMENT REQUIRED: CO/CQ | BKM-B 6A | 043-H-101; 043-H-102; 043-H-103; 043-H-104; 043-H-105 | NA | PC | 3963.96 | 100288188 | 2 | 200576376 |  | 0 |  | 0
22 | 2000100618 | CIRCUIT BREAKER, TYPE: MCB, POLES: 2P, RATED VOLTAGE: 220 VAC, RATED CURRENT: 2A, BREAKING CAPACITY: (220VAC) 10 KA, (380VAC) 5KA, FRAME SIZE: 50AF, ADDITIONAL INFORMATION: BKM- 2A, LS, QA/QC DOCUMENT REQUIRED: CO/CQ | BKM-B 2A | 043-H-101; 043-H-102; 043-H-103; 043-H-104; 043-H-105 | NA | PC | 3963.96 | 100288188 | 2 | 200576376 |  | 0 |  | 0
23 | 2060111474 | ELEMENT, TEMPERATURE, THERMOCOUPLE, TYPE: K, DIAMETER, SHEATH: 6MM, LENGTH, PROBE: 5500MM, CONNECTION, PROCESS: WITHOUT PROCESS CONNECTION, RANGE, MEASURING: 0 TO 1260 DEG C, TYPE, ELEMENT: DUAL, MAT SPEC, OUTER SHEATH: INCONEL 800, LENGTH, CABLE: 305MM, TYPE, CONNECTOR: REMOTE HEAD, INGRESS PROTECTION: IP 67, QA/QC DOCUMENT REQUIRED: CO/CQ | NA | 023-H-301 | NA | PC | 952.1678 | 24089845.798 | 1 | 24089845.798 |  | 0 |  | 0
24 | 2060111492 | ELEMENT, TEMPERATURE, THERMOCOUPLE, TYPE: K, DIAMETER, SHEATH: 6MM, LENGTH, PROBE: 1500MM, CONNECTION, PROCESS: WITHOUT PROCESS CONNECTION, TYPE, ELEMENT: DUAL, MAT SPEC, OUTER SHEATH: ST.STL 321, LENGTH, CABLE: 305MM, TYPE, CONNECTOR: REMOTE HEAD, INGRESS PROTECTION: IP 67, QA/QC DOCUMENT REQUIRED: CO/CQ | NA | 028-H-051 | NA | PC | 572.4106 | 14481987.7516 | 1 | 14481987.7516 |  | 0 |  | 0
25 | 2000100568 | ELEMENT, TEMPERATURE, THERMOCOUPLE, TYPE: K, DIAMETER, SHEATH: 6MM, LENGTH, PROBE: 3000MM, CONNECTION, PROCESS: WITHOUT PROCESS CONNECTION, TYPE, ELEMENT: DUAL, MAT SPEC, OUTER SHEATH: ST.STL 321, LENGTH, CABLE: 305MM, TYPE, CONNECTOR: REMOTE HEAD, INGRESS PROTECTION: IP 67, QA/QC DOCUMENT REQUIRED: CO/CQ | NA | 028-H-051 | NA | PC | 876.3796 | 22172403.6406 | 1 | 22172403.6406 |  | 0 |  | 0
26 | 2000100569 | ELEMENT, TEMPERATURE, RESISTANCE, TYPE: PT100, DIAMETER, SHEATH: 3MM, LENGTH, PROBE: 2000MM, CLASS: A, CONNECTION, PROCESS: 1/2NPT COMPRESSION FITTING, TYPE, ELEMENT: SINGLE, MAT SPEC, OUTER SHEATH: ST.STL 316, LENGTH, CABLE: 305MM, TYPE, CONNECTOR: REMOTE HEAD, INGRESS PROTECTION: IP 67, ADDITIONAL INFORMATION: 3 WIRES, QA/QC DOCUMENT REQUIRED: CO/CQ | NA | 028-H-051 023-H-301 | NA | PC | 755.5972 | 19116609.2477 | 2 | 38233218.4953 |  | 0 |  | 0
27 | 2020511484 | PILOT LIGHT, GREEN, 110 TO 120V 14MA 50/60HZ, IP 65, -25 TO 70DEG C, PLIGHT HEAD | NA | 028-H-051 041-H-011 130-H-001 | NA | PC | 30.03 | 759759 | 3 | 2279277 |  | 0 |  | 0
28 | 2020511485 | PILOT LIGHT, YELLOW, 110 TO 120V 14MA 50/60HZ, IP 65, -25 TO 70DEG C, PLIGHT HEAD | NA | 028-H-051 041-H-011 130-H-001 | NA | PC | 30.03 | 759759 | 3 | 2279277 |  | 0 |  | 0
29 | 2020511486 | PILOT LIGHT, RED, 110 TO 120V 14MA 50/60HZ, IP 65, -25 TO 70DEG C, PLIGHT HEAD | NA | 028-H-051 041-H-011 130-H-001 | NA | PC | 30.03 | 759759 | 3 | 2279277 |  | 0 |  | 0
30 | 2021057724 | VARISTOR, MOV1 110VAC, FOR TRANSFORMER, INPUT 300VA, 690VAC, OUTPUT 110VAC 50,60HZ, 1 PHASE SUPPLY | NA | 028-H-051 023-H-301 | NA | PC | 240.24 | 6078072 | 4 | 24312288 |  | 0 |  | 0
31 | 2021057726 | VARISTOR, MOV2 110VAC, FOR TRANSFORMER, INPUT 1500VA, 690VAC, OUTPUT 110VAC 50,60HZ, 1 PHASE SUPPLY | NA | 028-H-051 023-H-301 | NA | PC | 240.24 | 6078072 | 4 | 24312288 |  | 0 |  | 0
32 | 2060111470 | GASKET, SPIRAL WOUND, DESIGN SPEC: ASME B16.20, DESIGN SPEC, FLANGE(S): ASME B16.5 RF, SIZE: 16IN, PRESSURE DESIGNATION: CL300, THICKNESS, GASKET: 4.5MM, THICKNESS, INNER RING: AS PER DESIGN, THICKNESS, CENTRING RING: AS PER DESIGN, MAT, WINDINGS: SS316, MAT, FILLER: GRAPHITE, MAT, INNER RING: SS316, MAT, CENTRING RING: SS316, QA/QC DOCUMENT REQUIRED: CO/CQ | NA | 023-H-301 | NA | PC | 120.12 | 3039036 | 2 | 6078072 |  | 0 |  | 0
33 | 2020757611 | PANEL, ELECTRICAL, PARTS, ITEM: RELAY, PART NUMBER: MY4IN 110/120VAC, OEM DRAWING NUMBER: VJ2153-304-A-019, POSITION NUMBER: KA01, EQPT MANUFACTURER: OMRON, ADDITIONAL INFORMATION: RELAY: ELECTROMAGNETIC; 4PDT; UCOIL: 115VAC; ICONTACTS MAX: 5A, QA/QC DOCUMENT REQUIRED: CO/CQ | MY4IN 110/120VAC | 028-H-051 023-H-301 130-H-001 | OMRON | PC | 1681.68 | 42546504 | 6 | 255279024 |  | 0 |  | 0
34 | 2020657649 | SCR, MANUFACTURER: POWER PRODUCTS INTERNATIONAL, TYPE: PLANAR, INPUT VOLTAGE: 690VAC, OUTPUT VOLTAGE: 690VAC, RATED POWER: 452.83KW, RATED CURRENT: 890A, ADDITIONAL INFORMATION: 2 PHASE LINE TO LINE AC REG 890A, 45 DEGC, DRAWG. NO: DS9-622-23579-C4, QA/QC DOCUMENT REQUIRED: CO/CQ | NA | 028-H-051 023-H-301 | POWER PRODUCTS INTERNATIONAL | SET | 14414.4 | 364684320 | 2 | 729368640 |  | 0 |  | 0
35 | 2020657652 | SCR, MANUFACTURER: POWER PRODUCTS INTERNATIONAL, MODEL / PART NUMBER: 3103564P TSE-11H2-45, TYPE: PLANAR, INPUT VOLTAGE: 690VAC, OUTPUT VOLTAGE: 690VAC, RATED POWER: 1113KW, RATED CURRENT: 1700A, ADDITIONAL INFORMATION: SCR: N1467NS260, DIODE: DVTHV2-681, FUSE: 2x20-671-32/900A, 2 PHASE LINE TO LINE AC REG 1700A, 45 DEGC, DRAWG. NO: DS9-622-23342-C4, QA/QC DOCUMENT REQUIRED: CO/CQ | 3103564P TSE-11H2-45 | 028-H-051 023-H-301 | POWER PRODUCTS INTERNATIONAL | SET | 14414.4 | 364684320 | 2 | 729368640 |  | 0 |  | 0
36 | 2021058084 | POWER SUPPLY UNIT, INPUT VOLTAGE: 100-240VAC, OUTPUT VOLTAGE: 24-28VDC, OUTPUT CURRENT: 3.3A, RATED POWER: 80W, MODEL: CS3, MANUFACTURER: PULS, ADDITIONAL INFORMATION: DIN RAIL POWER SUPPLIES FOR 1-PHASA SYSTEM 24V, 3.3A, QA/QC DOCUMENT REQUIRED: CO/CQ | CS3 | 028-H-051 023-H-301 | PULS | SET | 326.7264 | 8266177.92 | 1 | 8266177.92 |  | 0 |  | 0
37 | 2021058085 | POWER SUPPLY UNIT, INPUT VOLTAGE: 100-240VAC, OUTPUT VOLTAGE: 24-28VDC, OUTPUT CURRENT: 2.1A, RATED POWER: 50W, MODEL: ML50, MANUFACTURER: PULS, QA/QC DOCUMENT REQUIRED: CO/CQ | ML50 | 028-H-051 023-H-301 | PULS | SET | 144.144 | 3646843.2 | 1 | 3646843.2 |  | 0 |  | 0
38 | 2020957737 | PANEL, ELECTRICAL, PARTS, ITEM: THERMOSTAT, PART NUMBER: RTL-90, OEM DRAWING NUMBER: VM215A-002-A-201-55, POSITION NUMBER: 10, EQPT MANUFACTURER: RUN ELECTRONIC, QA/QC DOCUMENT REQUIRED: CO/CQ | RTL-90 | 043-H-102; 043-H-103; 043-H-104; 043-H-105 | RUN ELECTRONIC | EA | 1681.68 | 42546504 | 4 | 170186016 |  | 0 |  | 0
39 | 2060120015 | PANEL, ELECTRICAL, PARTS, ITEM: SPACE HEATER, PART NUMBER: RHTS-100WH-220, OEM DRAWING NUMBER: VM215A-002-A-201-55, POSITION NUMBER: 21, EQPT MANUFACTURER: RUN ELECTRONIC, ADDITIONAL INFORMATION: 230V/100W, QA/QC DOCUMENT REQUIRED: CO/CQ | RHTS-100WH-220 | 043-H-101; 043-H-102; 043-H-103; 043-H-104; 043-H-105 | RUN ELECTRONIC | EA | 1681.68 | 42546504 | 3 | 127639512 |  | 0 |  | 0
40 | 2021100071 | PANEL, ELECTRICAL, PARTS, ITEM: FAN, PART NUMBER: 109S303, OEM DRAWING NUMBER: VM215A-002-A-201-56, POSITION NUMBER: PAGE 2, EQPT MANUFACTURER: SANYO, ADDITIONAL INFORMATION: VENTILATION FAN, QA/QC DOCUMENT REQUIRED: CO/CQ | 109S303 | 043-H-101; 043-H-102; 043-H-103; 043-H-104; 043-H-105 | SANYO | PC | 1681.68 | 42546504 | 5 | 212732520 |  | 0 |  | 0
41 | 2000100623 | CIRCUIT BREAKER, TYPE: RCBO, POLES: 2P, RATED VOLTAGE: 120 VAC, RATED CURRENT: 25A, BREAKING CAPACITY: 6 KA, ADDITIONAL INFORMATION: PROTECTED LEAKAGED CURRENT: 30MA, MANUF: SCHNEIDER, PART: A9D31625, QA/QC DOCUMENT REQUIRED: CO/CQ | A9D31625 | 028-H-051 023-H-301 | SCHNEIDER | PC | 2402.4 | 60780720 | 1 | 60780720 |  | 0 |  | 0
42 | 2060120014 | PANEL, ELECTRICAL, PARTS, ITEM: CAPACITOR, PART NUMBER: MK155J40RL, OEM DRAWING NUMBER: VM215A-002-A-202-54, POSITION NUMBER: 5, EQPT MANUFACTURER: SK, ADDITIONAL INFORMATION: 1.5 µF± 5%, 400V, 50/60HZ, QA/QC DOCUMENT REQUIRED: CO/CQ | MK155J40RL | 043-H-102 | SK | EA | 1681.68 | 42546504 | 1 | 42546504 |  | 0 |  | 0
43 | 2020657655 | TRANSFORMER, VT, TYPE: DRY TYPE, RATED FREQUENCY: 50/60 HZ, PHASE: 1 PHASE, VT RATIO: 690/110VAC, ACCURACY CLASS: 0.1/0.5, BURDEN: 1500VA, MANUFACTURER: TIC, ADDITIONAL INFORMATION: SECONDARY 13.6A, QA/QC DOCUMENT REQUIRED: CO/CQ | NA | 028-H-051 023-H-301 | TIC | SET | 14414.4 | 364684320 | 1 | 364684320 |  | 0 |  | 0
44 | 2020657656 | TRANSFORMER, VT, TYPE: DRY TYPE, RATED FREQUENCY: 50/60 HZ, PHASE: 1 PHASE, VT RATIO: 690/110VAC, ACCURACY CLASS: 0.1/0.5, BURDEN: 300VA, MANUFACTURER: TIC, QA/QC DOCUMENT REQUIRED: CO/CQ | NA | 028-H-051 023-H-301 | TIC | SET | 14414.4 | 364684320 | 1 | 364684320 |  | 0 |  | 0
45 | 2020657658 | TRANSFORMER, VT, TYPE: DRY TYPE, RATED FREQUENCY: 50/60 HZ, PHASE: 1 PHASE, VT RATIO: 690/110VAC, ACCURACY CLASS: 0.1/0.5, BURDEN: 50VA, MANUFACTURER: TIC, QA/QC DOCUMENT REQUIRED: CO/CQ | NA | 028-H-051 023-H-301 | TIC | SET | 14414.4 | 364684320 | 1 | 364684320 |  | 0 |  | 0
46 | 2020657897 | PANEL, ELECTRICAL, PARTS, ITEM: TRANSFORMER, PART NUMBER: CL 2000VA, OEM DRAWING NUMBER: VM2153-304-A-009, POSITION NUMBER: PAGE 5, EQPT MANUFACTURER: TIC, ADDITIONAL INFORMATION: 690VAC/230VAC, TYPE CL 2000VA RATING, FREQ 50/60 HZ, SECONDARY 8.69A, QA/QC DOCUMENT REQUIRED: CO/CQ | CL 2000VA | 041-H-011 | TIC | EA | 1681.68 | 42546504 | 1 | 42546504 |  | 0 |  | 0
47 | 2021100070 | PANEL, ELECTRICAL, PARTS, ITEM: CONTROLLER, ITEM TYPE: TEMPERATURE CONTROLLER, PART NUMBER: PM6L1AJ-AAAAAAA, OEM DRAWING NUMBER: VM215A-002-A-201-53, POSITION NUMBER: 13, EQPT MANUFACTURER: WATLOW, QA/QC DOCUMENT REQUIRED: CO/CQ | PM6L1AJ-AAAAAAA | 043-H-101; 043-H-102; 043-H-103; 043-H-104; 043-H-105 | WATLOW | PC | 1681.68 | 42546504 | 2 | 85093008 |  | 0 |  | 0
48 | 2020600810 | TRANSFORMER, PARTS, ITEM: FLOAT, ITEM TYPE: FLOATING BALL, SIZE: LEN 28MM X OD 28MM X ID 8-9.5MM, MATERIAL: STAINLESS STEEL, OEM DRAWING NUMBER: D140168, POSITION NUMBER: 73, QA/QC DOCUMENT REQUIRED: CO/CQ |  | 022-F-201-CP01, 022-F-201-CP02, 022-F-201-CP03, 022-F-201-CP04, 022-F-201-CP05, 022-F-201-CP06, 022-F-201-CP07, 022-F-201-CP08, 022-F-201-CP09, 022-F-201-CP10, 022-F-201-CP11, 022-F-201-CP12, 022-F-201-CP13, 022-F-201-CP14, 022-F-201-CP15, 022-F-201-CP16, 022-F-201-CP17, 022-F-201-CP18, 022-F-201-CP19, 022-F-201-CP20, 022-F-201-CP21, 022-F-201-CP22, 022-F-201-CP23, 022-F-201-CP24, 022-F-201-CP25, 022-F-201-CP26, 022-F-201-CP27, 022-F-201-CP28, 022-F-201-CP29, 022-F-201-CP30 | NWL | PC |  | 0 | 35 | 0 |  | 0 |  | 0 | Replace due to It is required by PM
49 | 2020555799 | TRANSFORMER, PARTS, ITEM: LEVEL SWITCH, ITEM TYPE: OIL LEVEL SWITCH MOUNTING PROVISION, PART NUMBER: 114783, OEM DRAWING NUMBER: D140168, POSITION NUMBER: 72, EQPT MANUFACTURER: NWL, QA/QC DOCUMENT REQUIRED: CO/CQ | 114783 | 022-F-201-CP01, 022-F-201-CP02, 022-F-201-CP03, 022-F-201-CP04, 022-F-201-CP05, 022-F-201-CP06, 022-F-201-CP07, 022-F-201-CP08, 022-F-201-CP09, 022-F-201-CP10, 022-F-201-CP11, 022-F-201-CP12, 022-F-201-CP13, 022-F-201-CP14, 022-F-201-CP15, 022-F-201-CP16, 022-F-201-CP17, 022-F-201-CP18, 022-F-201-CP19, 022-F-201-CP20, 022-F-201-CP21, 022-F-201-CP22, 022-F-201-CP23, 022-F-201-CP24, 022-F-201-CP25, 022-F-201-CP26, 022-F-201-CP27, 022-F-201-CP28, 022-F-201-CP29, 022-F-201-CP30 | NWL | PC |  | 0 | 10 | 0 |  | 0 |  | 0 | Replace due to It is required by PM
50 | 2020555800 | TRANSFORMER, PARTS, ITEM: LEVEL SWITCH, ITEM TYPE: OIL LEVEL SWITCH ASSEMBLY, PART NUMBER: 139764, OEM DRAWING NUMBER: D140168, POSITION NUMBER: 73, EQPT MANUFACTURER: NWL, ADDITIONAL INFORMATION: W/EXT FLOAT ARM, QA/QC DOCUMENT REQUIRED: CO/CQ | 139764 | 022-F-201-CP01, 022-F-201-CP02, 022-F-201-CP03, 022-F-201-CP04, 022-F-201-CP05, 022-F-201-CP06, 022-F-201-CP07, 022-F-201-CP08, 022-F-201-CP09, 022-F-201-CP10, 022-F-201-CP11, 022-F-201-CP12, 022-F-201-CP13, 022-F-201-CP14, 022-F-201-CP15, 022-F-201-CP16, 022-F-201-CP17, 022-F-201-CP18, 022-F-201-CP19, 022-F-201-CP20, 022-F-201-CP21, 022-F-201-CP22, 022-F-201-CP23, 022-F-201-CP24, 022-F-201-CP25, 022-F-201-CP26, 022-F-201-CP27, 022-F-201-CP28, 022-F-201-CP29, 022-F-201-CP30 | NWL | PC |  | 0 | 10 | 0 |  | 0 |  | 0 | Replace due to It is required by PM
IV | OVERHEAD CRANE'S SPARE PARTS - 022-CR-101, 023-CR-301, 023-CR-001, 028-CR-201
1 | 2050811864 | CRANE, PARTS, ITEM: BRAKE, ITEM TYPE: DISK BRAKE, PART NUMBER: 52318421, POSITION NUMBER: HOIST MOTOR, EQPT MANUFACTURER: KONECRANE, ADDITIONAL INFORMATION: CRANE SERIAL NO. 10576151/ HOIST TYPE: EXCXT60420200P64EJD0S; 10599759/ HOIST TYPE: EXCXT60420200P64EHD0S; 10604373/ HOIST TYPE: EXCXT70620600P64END0S, QA/QC DOCUMENT REQUIRED: QA/QC DOCUMENT | 52318421 | 022-CR-101 023-CR-301 023-CR-001 | KONECRANE | PC |  | 196768000 | 1 | 196768000 | 1 | 196768000 | 1 | 196768000 | Replace due to It is required by OEM
2 | TBU | CRANE, PARTS, ITEM: BRAKE, ITEM TYPE: DISK BRAKE, PART NUMBER: 52318424, POSITION NUMBER: BRIDGE MOTOR & TRAVELLING MOTOR, EQPT MANUFACTURER: KONECRANE, ADDITIONAL INFORMATION: CRANE SERIAL NO. 10576151/ HOIST TYPE: EXCXT60420200P64EJD0S; 10599759/ HOIST TYPE: EXCXT60420200P64EHD0S; 10603527/ HOIST TYPE: EXCXT60420220032P56EDD0S, QA/QC DOCUMENT REQUIRED: QA/QC DOCUMENT | 52318424 | 022-CR-101 023-CR-301 028-CR-201 | KONECRANE | PC |  | 38896000 | 1 | 38896000 | 1 | 38896000 | 1 | 38896000 | Replace due to It is required by OEM
3 | TBU | CRANE, PARTS, ITEM: BRAKE, ITEM TYPE: DISK BRAKE, PART NUMBER: 52319001, POSITION NUMBER: TRAVELLING MOTOR, EQPT MANUFACTURER: KONECRANE, ADDITIONAL INFORMATION: CRANE SERIAL NO. 10576151/ HOIST TYPE: EXCXT60420200P64EJD0S, QA/QC DOCUMENT REQUIRED: QA/QC DOCUMENT | 52319001 | 022-CR-101, 023-CR-301 | KONECRANE | PC |  | 80080000 | 1 | 80080000 | 1 | 80080000 |  | 0 | Replace due to It is required by OEM
4 | TBU | CRANE, PARTS, ITEM: BRAKE, ITEM TYPE: DISK BRAKE, PART NUMBER: 52329589, POSITION NUMBER: BRIDGE MOTOR & TRAVELLING MOTOR, EQPT MANUFACTURER: KONECRANE, ADDITIONAL INFORMATION: CRANE SERIAL NO. 10604373/ HOIST TYPE: EXCXT70620600P64END0S, QA/QC DOCUMENT REQUIRED: QA/QC DOCUMENT | 52329589 | 023-CR-001 | KONECRANE | PC |  | 114400000 | 1 | 114400000 |  | 0 |  | 0 | Replace due to It is required by OEM
5 | 2050811845 | CRANE, PARTS, ITEM: BRAKE, ITEM TYPE: DISK BRAKE, PART NUMBER: 52318420, POSITION NUMBER: HOIST MOTOR, EQPT MANUFACTURER: KONECRANE, ADDITIONAL INFORMATION: CRANE SERIAL NO. 10603527/ HOIST TYPE: EXCXT60420220032P56EDD0S, QA/QC DOCUMENT REQUIRED: QA/QC DOCUMENT | 52318420 | 028-CR-201 | KONECRANE | PC |  | 183040000 | 1 | 183040000 |  | 0 |  | 0 | Replace due to It is required by OEM
6 | TBU | CRANE, PARTS, ITEM: BRAKE, ITEM TYPE: DISK BRAKE, PART NUMBER: 52318428, POSITION NUMBER: BRIDGE MOTOR, EQPT MANUFACTURER: KONECRANE, ADDITIONAL INFORMATION: CRANE SERIAL NO. 10603527/ HOIST TYPE: EXCXT60420220032P56EDD0S, QA/QC DOCUMENT REQUIRED: QA/QC DOCUMENT | 52318428 | 028-CR-201 | KONECRANE | PC |  | 183040000 | 1 | 183040000 |  | 0 |  | 0 | Replace due to It is required by OEM
V | MCC'S SPARE PARTS FOR PPU'S EXTRUDER - 061-MCC-601 & 061-MCC-602
1 | TBU | INVERTER, 4KW, FC-302P4K0-T5-E20-H1-XGXXXX , P/N: 131B0040, MANUFACTURE: DANFOSS | FC-302P4K0-T5-E20-H1-XGXXXX | 061-MCC-601 061-MCC-602 | DANFOSS | SET |  |  |  | 0 | 2 |  |  |  | Spare part for MCC's Extruder
2 | TBU | INVERTER, 1.1KW, FC-302P1K1-T5-E20-H1-XGXXXX ,P/N: 131B0036, MANUFACTURE: DANFOSS | FC-302P1K1-T5-E20-H1-XGXXXX | 061-MCC-601 061-MCC-602 | DANFOSS | SET |  |  |  | 0 | 2 |  |  |  | Spare part for MCC's Extruder
3 | TBU | 3PH AUTOMATIC CIRCUIT BREAKER, 5SY6302-7, 2A, C, SIEMENS | 5SY6302-7 | 061-MCC-601 061-MCC-602 | SIENSENS | PC |  |  |  | 0 | 2 |  |  |  | Spare part for MCC's Extruder
4 | TBU | 2PH AUTOMATIC CIRCUIT BREAKER, 5SY4206-8, 6A, D, SIEMENS | 5SY4206-8 | 061-MCC-601 061-MCC-602 | SIENSENS | PC |  |  |  | 0 | 2 |  |  |  | Spare part for MCC's Extruder
5 | TBU | 1PH AUTOMATIC CIRCUIT BREAKER, 5SY6106-7, 6A, C, SIEMENS | 5SY6106-7 | 061-MCC-601 061-MCC-602 | SIENSENS | PC |  |  |  | 0 | 2 |  |  |  | Spare part for MCC's Extruder
6 | TBU | 2PH AUTOMATIC CIRCUIT BREAKER, 5SY4202-8, 2A, D, SIEMENS | 5SY4202-8 | 061-MCC-601 061-MCC-602 | SIENSENS | PC |  |  |  | 0 | 2 |  |  |  | Spare part for MCC's Extruder
7 | TBU | 1PH AUTOMATIC CIRCUIT BREAKER, 5SY6102-7, 2A, C, SIEMENS | 5SY6102-7 | 061-MCC-601 061-MCC-602 | SIENSENS | PC |  |  |  | 0 | 2 |  |  |  | Spare part for MCC's Extruder
8 | TBU | WHITE LAMP, 3SB3252-6AA60, 230Vac, SIEMENS | 3SB3252-6AA60 | 061-MCC-601 061-MCC-602 | SIENSENS | PC |  |  |  | 0 | 2 |  |  |  | Spare part for MCC's Extruder
9 | TBU | LAMPHOLDERS+WHITE LED, 3SB3400-1RE, 230Vac, SIEMENS | 3SB3400-1RE | 061-MCC-601 061-MCC-602 | SIENSENS | PC |  |  |  | 0 | 2 |  |  |  | Spare part for MCC's Extruder
10 | TBU | 3PH AUTOMATIC CIRCUIT BREAKER, 3VL1703-2DA33-0AA0, 32A, 55kA, SIEMENS | 3VL1703-2DA33-0AA0 | 061-MCC-601 061-MCC-602 | SIENSENS | PC |  |  |  | 0 | 2 |  |  |  | Spare part for MCC's Extruder
11 | TBU | BLACK ROTATIVE HANDLE, 3VL9300-3HF05, SIEMENS | 3VL9300-3HF05 | 061-MCC-601 061-MCC-602 | SIENSENS | PC |  |  |  | 0 | 2 |  |  |  | Spare part for MCC's Extruder
12 | TBU | TERMINALS COVER CAP, 3VL9300-8CB30, n°2, SIEMENS | 3VL9300-8CB30 | 061-MCC-601 061-MCC-602 | SIENSENS | PC |  |  |  | 0 | 2 |  |  |  | Spare part for MCC's Extruder
13 | TBU | MIN.COIL, 3VL9400-1UH00, 220-250Vac, SIEMENS | 3VL9400-1UH00 | 061-MCC-601 061-MCC-602 | SIENSENS | PC |  |  |  | 0 | 2 |  |  |  | Spare part for MCC's Extruder
14 | TBU | EXTENSION, 8UC6082, L=600mm 8x8mm, SIEMENS | 8UC6082 | 061-MCC-601 061-MCC-602 | SIENSENS | PC |  |  |  | 0 | 2 |  |  |  | Spare part for MCC's Extruder
15 | TBU | TRANSFORMER, SMU/4013, 1000VA, 400Vac / 230Vac, VARAT | SMU/4013 | 061-MCC-601 061-MCC-602 | VARAT | PC |  |  |  | 0 | 1 |  |  |  | Spare part for MCC's Extruder
16 | TBU | TRANSFORMER, SMU/4009, 400VA, 400Vac / 230Vac, VARAT | SMU/4009 | 061-MCC-601 061-MCC-602 | VARAT | PC |  |  |  | 0 | 1 |  |  |  | Spare part for MCC's Extruder
17 | TBU | THERMOSTAT, SK 3110000, RITTAL | SK 3110000 | 061-MCC-601 061-MCC-602 | RITTAL | PC |  |  |  | 0 | 1 |  |  |  | Spare part for MCC's Extruder
18 | TBU | 2PH AUTOMATIC CIRCUIT BREAKER, 5SY6202-7, 2A, C, SIEMENS | 5SY6202-7 | 061-MCC-601 061-MCC-602 | SIENSENS | PC |  |  |  | 0 | 2 |  |  |  | Spare part for MCC's Extruder
19 | TBU | FAN, SK 3149420, 216...254VAC, RITTAL | SK 3149420 | 061-MCC-601 061-MCC-602 | RITTAL | PC |  |  |  | 0 | 2 |  |  |  | Spare part for MCC's Extruder
20 | TBU | DIFFERENTIAL, 5SM3312-6, 30mA, 25A, SIEMENS | 5SM3312-6 | 061-MCC-601 061-MCC-602 | SIENSENS | PC |  |  |  | 0 | 2 |  |  |  | Spare part for MCC's Extruder
21 | TBU | 2PH AUTOMATIC CIRCUIT BREAKER, 5SY6204-7, 4A, C, SIEMENS | 5SY6204-7 | 061-MCC-601 061-MCC-602 | SIENSENS | PC |  |  |  | 0 | 2 |  |  |  | Spare part for MCC's Extruder
22 | TBU | CABINET LIGHTING LAMP, SZ 4138140, 230Vac, 14W, RITTAL | SZ 4138140 | 061-MCC-601 061-MCC-602 | RITTAL | PC |  |  |  | 0 | 2 |  |  |  | Spare part for MCC's Extruder
23 | TBU | DOOR SWITCH WITH CABLE, SZ 4315520, 600mm, RITTAL | SZ 4315520 | 061-MCC-601 061-MCC-602 | RITTAL | PC |  |  |  | 0 | 2 |  |  |  | Spare part for MCC's Extruder
24 | TBU | SELECTOR KEY, 3SB3000-4AD11, BK 2PoS, SIEMENS | 3SB3000-4AD11 | 061-MCC-601 061-MCC-602 | SIENSENS | PC |  |  |  | 0 | 2 |  |  |  | Spare part for MCC's Extruder
25 | TBU | AUX CONTACTS FOR 3SB3, 3SB3400-0B, 1L, SIEMENS | 3SB3400-0B | 061-MCC-601 061-MCC-602 | SIENSENS | PC |  |  |  | 0 | 2 |  |  |  | Spare part for MCC's Extruder
26 | TBU | POWER SUPPLY CABLE FOR LAMP, SZ 4315100, 3000mm, RITTAL | SZ 4315100 | 061-MCC-601 061-MCC-602 | RITTAL | PC |  |  |  | 0 | 2 |  |  |  | Spare part for MCC's Extruder
27 | TBU | LAMP TO LAMP CONNECTION CABLE, SZ 4315400, 600mm, RITTAL | SZ 4315400 | 061-MCC-601 061-MCC-602 | RITTAL | PC |  |  |  | 0 | 2 |  |  |  | Spare part for MCC's Extruder
28 | TBU | RELAY 4SPDT, MY4N-CR220240ACS-1, 250V, OMRON | MY4N-CR220240ACS-1 | 061-MCC-601 061-MCC-602 | OMRON | PC |  |  |  | 0 | 5 |  |  |  | Spare part for MCC's Extruder
29 | TBU | SOCKET, PYF14ANBY0MZ-168, 14P, OMRON | PYF14ANBY0MZ-168 | 061-MCC-601 061-MCC-602 | OMRON | PC |  |  |  | 0 | 5 |  |  |  | Spare part for MCC's Extruder
30 | TBU | BLACK PUSH-BUTTON, 3SB3000-0AA11, NO, SIEMENS | 3SB3000-0AA11 | 061-MCC-601 061-MCC-602 | SIENSENS | PC |  |  |  | 0 | 2 |  |  |  | Spare part for MCC's Extruder
31 | TBU | PTC RELAY, 3RN1011-1CK00, 184...253VAC, SIEMENS | 3RN1011-1CK00 | 061-MCC-601 061-MCC-602 | SIENSENS | PC |  |  |  | 0 | 2 |  |  |  | Spare part for MCC's Extruder
32 | TBU | CONTACTOR, 3RT2016-1AP01, 4kW, 230Vac, SIEMENS | 3RT2016-1AP01 | 061-MCC-601 061-MCC-602 | SIENSENS | PC |  |  |  | 0 |  |  | 2 |  | Spare part for MCC's Extruder
33 | TBU | AUTOMATIC CIRCUIT BREAKER, 3RV2011-1HA10, 5.5-8A, SIEMENS | 3RV2011-1HA10 | 061-MCC-601 061-MCC-602 | SIENSENS | PC |  |  |  | 0 |  |  | 2 |  | Spare part for MCC's Extruder
34 | TBU | AUXILIARY CONTACTS FOR 3RV10, 3RV2901-1B, 2L, SIEMENS | 3RV2901-1B | 061-MCC-601 061-MCC-602 | SIENSENS | PC |  |  |  | 0 |  |  | 2 |  | Spare part for MCC's Extruder
35 | TBU | MODULE ELECTRICAL AND MECHANI, 3RA1921-1DA00, SIEMENS | 3RA1921-1DA00 | 061-MCC-601 061-MCC-602 | SIENSENS | PC |  |  |  | 0 |  |  | 2 |  | Spare part for MCC's Extruder
36 | TBU | RELAY 2SPDT, G2R2SN230ACSNEW, 250V, OMRON | G2R2SN230ACSNEW | 061-MCC-601 061-MCC-602 | OMRON | PC |  |  |  | 0 |  |  | 5 |  | Spare part for MCC's Extruder
37 | TBU | SOCKET, P2RF08EBY0MZ-113, 8P, OMRON | P2RF08EBY0MZ-113 | 061-MCC-601 061-MCC-602 | OMRON | PC |  |  |  | 0 |  |  | 5 |  | Spare part for MCC's Extruder
38 | TBU | YELLOW LAMP, 3SB3001-6AA30, SIEMENS | 3SB3001-6AA30 | 061-MCC-601 061-MCC-602 | SIENSENS | PC |  |  |  | 0 |  |  | 2 |  | Spare part for MCC's Extruder
39 | TBU | LAMPHOLDERS+YELLOW LED, 3SB3400-1RA, 230Vac, SIEMENS | 3SB3400-1RA | 061-MCC-601 061-MCC-602 | SIENSENS | PC |  |  |  | 0 |  |  | 2 |  | Spare part for MCC's Extruder
40 | TBU | SELECTOR, 3SB3000-2DA11, 3 PoS. BK, SIEMENS | 3SB3000-2DA11 | 061-MCC-601 061-MCC-602 | SIENSENS | PC |  |  |  | 0 |  |  | 2 |  | Spare part for MCC's Extruder
41 | TBU | AUX CONTACTS FOR 3SB3, 3SB3400-0C, 1R, SIEMENS | 3SB3400-0C | 061-MCC-601 061-MCC-602 | SIENSENS | PC |  |  |  | 0 |  |  | 2 |  | Spare part for MCC's Extruder
42 | TBU | GREEN PUSH-BUTTON, 3SB3001-0AA41, NO, SIEMENS | 3SB3001-0AA41 | 061-MCC-601 061-MCC-602 | SIENSENS | PC |  |  |  | 0 |  |  | 2 |  | Spare part for MCC's Extruder
43 | TBU | LAMPHOLDERS+GREEN LED, 3SB3400-1RC, 230Vac, SIEMENS | 3SB3400-1RC | 061-MCC-601 061-MCC-602 | SIENSENS | PC |  |  |  | 0 |  |  | 2 |  | Spare part for MCC's Extruder
44 | TBU | AUTOMATIC CIRCUIT BREAKER, 3RV2011-1BA10, 1.4-2A, SIEMENS | 3RV2011-1BA10 | 061-MCC-601 061-MCC-602 | SIENSENS | PC |  |  |  | 0 |  |  | 2 |  | Spare part for MCC's Extruder
45 | TBU | PROGRAMMABLE ELECTRONIC RELAY, 3RR2141-1AA30, 1.6-16A, SIEMENS | 3RR2141-1AA30 | 061-MCC-601 061-MCC-602 | SIENSENS | PC |  |  |  | 0 |  |  | 2 |  | Spare part for MCC's Extruder
46 | TBU | CONTACTOR 3RT10 SIZE S0, 3RT1016-1AP01, 110VAC, 50-60Hz, 4kW 1L, SIEMENS | 3RT1016-1AP01 | 061-MCC-601 061-MCC-602 | SIENSENS | PC |  |  |  | 0 |  |  | 2 |  | Spare part for MCC's Extruder
47 | TBU | AUX CONTACTS FOR 3RT10, 3RH1921-1FA22, 2L + 2R, SIEMENS | 3RH1921-1FA22 | 061-MCC-601 061-MCC-602 | SIENSENS | PC |  |  |  | 0 |  |  | 2 |  | Spare part for MCC's Extruder
48 | TBU | AUTOMATIC CIRCUIT BREAKER, 3RV2011-0DA10, 0.22-0.32A, SIEMENS | 3RV2011-0DA10 | 061-MCC-601 061-MCC-602 | SIENSENS | PC |  |  |  | 0 |  |  | 2 |  | Spare part for MCC's Extruder
49 | TBU | AUXILIARY CONTACTS FOR 3RV10, 3RV2901-1E, 1L+1R, SIEMENS | 3RV2901-1E | 061-MCC-601 061-MCC-602 | SIENSENS | PC |  |  |  | 0 |  |  | 2 |  | Spare part for MCC's Extruder
50 | TBU | AUTOMATIC CIRCUIT BREAKER, 3RV2011-1DA10, 2.2-3.2A, SIEMENS | 3RV2011-1DA10 | 061-MCC-601 061-MCC-602 | SIENSENS | PC |  |  |  | 0 |  |  | 2 |  | Spare part for MCC's Extruder
51 | TBU | AUTOMATIC CIRCUIT BREAKER, 3RV2011-1GA10, 4.5-6.3A, SIEMENS | 3RV2011-1GA10 | 061-MCC-601 061-MCC-602 | SIENSENS | PC |  |  |  | 0 |  |  | 2 |  | Spare part for MCC's Extruder
52 | TBU | AUTOMATIC CIRCUIT BREAKER, 3RV2011-1EA10, 2.8-4A, SIEMENS | 3RV2011-1EA10 | 061-MCC-601 061-MCC-602 | SIENSENS | PC |  |  |  | 0 |  |  | 2 |  | Spare part for MCC's Extruder
[7 empty] | TOTAL (VND): |  |  | 36959571503.5336 |  | 3359637955.464 |  | 1302294982.56
[10 empty] | 1421521.9809 |  | 129216.8444 |  | 50088.2686

## Schedule 1_Packages_rev.3 (hidden)
Appendix #1 - Scope of Supply
No. | Maximo No. | Description | Part No./Model No. | Tag No. | OEM | Unit | Unit price (USD) | Unit price (VND) | Estimated Value in 2025 |  | Estimated Value in 2026 |  | Estimated Value in 2027 |  | Remark
[9 empty] | Qty | Cost (VND) | Qty | Cost (VND) | Qty | Cost (VND)
I | ELEVATOR'S SPARE PARTS - 020-A-101/201, 022-A-002, 061-ME-001
1 | 2020600802 | CIRCUIT BREAKER, TYPE: MCB, POLES: 1, RATED VOLTAGE: 230/400VAC, RATED CURRENT: 3A, BREAKING CAPACITY: 10kA, FRAME SIZE: C3T1, MOUNTING: DIN-RAIL, DIMENSION: 82.5MMx17.7MMx 70.8MM, ADDITIONAL INFORMATION: MANUFACTURER: ABL SURSUM, TRIP CURVE C, QA/QC DOCUMENT REQUIRED: CO/CQ | 29907 | 020-A-101 020-A-201 | ABL SURSUM | PC | 159.432 | 4145232 |  | 0 |  | 0 | 1 | 4145232 | Spare part for Elevator to immidiately replacement during Catalyst Change Out at RHDS
2 | 2020600803 | CIRCUIT BREAKER, TYPE: RCCB, POLES: 2, RATED VOLTAGE: 230VAC, RATED CURRENT: 25A, BREAKING CAPACITY: 30mA, FRAME SIZE: RP2203, MOUNTING: DIN-RAIL, DIMENSION: 85MMx35.6MMx70.9MM, ADDITIONAL INFORMATION: MANUFACTURER: ABL SURSUM, RATED RESID. CURRENT30mA, QA/QC DOCUMENT REQUIRED: CO/CQ | 21082 | 020-A-101 020-A-201 | ABL SURSUM | PC | 404.04 | 10505040 |  | 0 | 1 | 10505040 |  | 0 | Spare part for Elevator to immidiately replacement during Catalyst Change Out at RHDS
3 | 2020600805 | CIRCUIT BREAKER, TYPE: MCB, POLES: 1, RATED VOLTAGE: 230/400VAC, RATED CURRENT: 2A, BREAKING CAPACITY: 10kA, FRAME SIZE: Z2T1, MOUNTING: DIN-RAIL, DIMENSION: 82.5MMx17.7MMx 70.8MM, ADDITIONAL INFORMATION: MANUFACTURER: ABL SURSUM, TRIP CURVE Z, QA/QC DOCUMENT REQUIRED: CO/CQ | 23139 | 020-A-101 020-A-201 | ABL SURSUM | PC | 266.448 | 6927648 |  | 0 | 1 | 6927648 |  | 0 | Spare part for Elevator to immidiately replacement during Catalyst Change Out at RHDS
4 | 2020600804 | CIRCUIT BREAKER, TYPE: MCB, POLES: 1, RATED VOLTAGE: 125VDC, RATED CURRENT: 6A, BREAKING CAPACITY: 6kA, FRAME SIZE: C6DC1, MOUNTING: DIN-RAIL, DIMENSION: 82.5MMx17.7MMx70.8MM, ADDITIONAL INFORMATION: MANUFACTURER: ABL SURSUM, TRIP CURVE C, QA/QC DOCUMENT REQUIRED: CO/CQ | 61652 | 020-A-101 020-A-201 | ABL SURSUM | PC | 669.396 | 17404296 |  | 0 | 1 | 17404296 |  | 0 | Spare part for Elevator to immidiately replacement during Catalyst Change Out at RHDS
5 | 2020600822 | CIRCUIT BREAKER, TYPE: MOTOR CONTROLLER, POLES: 1, RATED VOLTAGE: 277VAC, RATED CURRENT: 1.6A, BREAKING CAPACITY: 10kA, FRAME SIZE: 1C1.6UM, MOUNTING: DIN-RAIL, DIMENSION: 89.3MMx17.5MMx 68.4MM, ADDITIONAL INFORMATION: MANUFACTURER: ABL SURSUM, TRIP CURVE C, QA/QC DOCUMENT REQUIRED: CO/CQ | 22239 | 020-A-101 020-A-201 | ABL SURSUM | PC | 295.932 | 7694232 |  | 0 |  | 0 | 1 | 7694232 | Spare part for Elevator to immidiately replacement during Catalyst Change Out at RHDS
6 | 2020600819 | CIRCUIT BREAKER, TYPE: MCB, POLES: 1, RATED VOLTAGE: 125VDC, RATED CURRENT: 3A, BREAKING CAPACITY: 6kA, FRAME SIZE: B3DC1, MOUNTING: DIN-RAIL, DIMENSION: 89.3MMx17.5MMx 68.4MM, ADDITIONAL INFORMATION: MANUFACTURER: ABL SURSUM, TRIP CURVE B, QA/QC DOCUMENT REQUIRED: CO/CQ | 34430 | 020-A-101 020-A-201 | ABL SURSUM | PC | 164.892 | 4287192 |  | 0 | 1 | 4287192 |  | 0 | Spare part for Elevator to immidiately replacement during Catalyst Change Out at RHDS
7 | 2000100904 | CIRCUIT BREAKER, TYPE: MCB, POLES: 2, RATED VOLTAGE: 440VAC, RATED CURRENT: 1.6A, BREAKING CAPACITY: 10kA, FRAME SIZE: C1.6T2, MOUNTING: DIN-RAIL, DIMENSION: 82.5MMx35.4MMx70.8MM, ADDITIONAL INFORMATION: MANUFACTURER: ABL SURSUM, TRIP CURVE C, QA/QC DOCUMENT REQUIRED: CO/CQ | 54175 | 020-A-101 020-A-201 | ABL SURSUM | PC | 399.672 | 10391472 |  | 0 | 1 | 10391472 |  | 0 | Spare part for Elevator to immidiately replacement during Catalyst Change Out at RHDS
8 | 2020700809 | CONTACTOR, ELECTRICAL, MANUFACTURER: SCHNEIDER ELECTRIC, MODEL: CA4KN31BW3, TYPE: CONTROL RELAY, RATED COIL VOLTAGE: 24VDC, RATED CURRENT: 10A, RATED VOLTAGE (INSULATION): 690VAC, CONFIGURATION, MAIN CONTACT: 3NO + 1NC, RATED FREQUENCY: 50HZ, MOUNTING: DIN RAIL, DIMENSION: 58 X 45 X 57 MM, QA/QC DOCUMENT REQUIRED: CO/CQ | 21209 | 020-A-101 020-A-201 | SCHNEIDER | PC | 556 | 14456000 | 1 | 14456000 |  | 0 | 1 | 14456000 | Spare part for Elevator to immidiately replacement during Catalyst Change Out at RHDS
9 | 2020700810 | CONTACTOR, ELECTRICAL, MANUFACTURER: SCHNEIDER ELECTRIC, MODEL: LC1D12BD, TYPE: CONTACTOR, RATED COIL VOLTAGE: 24VDC, RATED CURRENT: 25A, RATED VOLTAGE (INSULATION): 690VAC, CONFIGURATION, MAIN CONTACT: 3NO, CONFIGURATION, AUX CONTACT: 1NO + 1NC, RATED FREQUENCY: 50HZ, MOUNTING: DIN RAIL, DIMENSION: 77 X 45 X 95 MM, QA/QC DOCUMENT REQUIRED: CO/CQ | 19889 | 020-A-101 020-A-201 | SCHNEIDER | PC | 978.432 | 25439232 |  | 0 | 1 | 25439232 | 1 | 25439232 | Spare part for Elevator to immidiately replacement during Catalyst Change Out at RHDS
10 | 2020700932 | CONTACTOR, ELECTRICAL, MANUFACTURER: SCHNEIDER ELECTRIC, MODEL: CA3KN31BD, TYPE: CONTROL RELAY, RATED COIL VOLTAGE: 24VDC, RATED CURRENT: 10A, RATED VOLTAGE (INSULATION): 690VAC, CONFIGURATION, MAIN CONTACT: 3NO + 1NC, RATED FREQUENCY: 50HZ, MOUNTING: DIN RAIL, DIMENSION: 58 X 45 X 57 MM, QA/QC DOCUMENT REQUIRED: CO/CQ | 21931 | 020-A-101 020-A-201 | SCHNEIDER | PC | 479.388 | 12464088 |  | 0 | 1 | 12464088 | 1 | 12464088 | Spare part for Elevator to immidiately replacement during Catalyst Change Out at RHDS
11 | 2020700820 | CONTACTOR, ELECTRICAL, MANUFACTURER: SCHNEIDER ELECTRIC, MODEL: LC1D65AP7, TYPE: CONTACTOR, RATED COIL VOLTAGE: 230VAC, RATED CURRENT: 65A, RATED VOLTAGE (INSULATION): 400VAC, CONFIGURATION, MAIN CONTACT: 3NO, CONFIGURATION, AUX CONTACT: 1NO + 1NC, RATED FREQUENCY: 50HZ, MOUNTING: DIN RAIL, DIMENSION: 122 X 55 X 120 MM, QA/QC DOCUMENT REQUIRED: CO/CQ | 33894 | 020-A-101 020-A-201 | SCHNEIDER | PC | 2310.672 | 60077472 |  | 0 | 1 | 60077472 | 1 | 60077472 | Spare part for Elevator to immidiately replacement during Catalyst Change Out at RHDS
12 | 2020700825 | CONTACTOR, ELECTRICAL, MANUFACTURER: SCHNEIDER ELECTRIC, MODEL: CA3SK20BD, TYPE: CONTACTOR, RATED COIL VOLTAGE: 24VDC, RATED CURRENT: 10A, RATED VOLTAGE (INSULATION): 690VAC, CONFIGURATION, MAIN CONTACT: 2NO, CONFIGURATION, AUX CONTACT: 2NO, RATED FREQUENCY: 50HZ, MOUNTING: DIN RAIL, DIMENSION: 56 X 27 X 55.5 MM, QA/QC DOCUMENT REQUIRED: CO/CQ | 55777 | 020-A-101 020-A-201 | SCHNEIDER | PC | 406.224 | 10561824 |  | 0 |  | 0 | 1 | 10561824 | Spare part for Elevator to immidiately replacement during Catalyst Change Out at RHDS
13 | 2020700826 | CONTACTOR, ELECTRICAL, MANUFACTURER: SCHNEIDER ELECTRIC, MODEL: CA2SK11U7, TYPE: CONTACTOR, RATED COIL VOLTAGE: 240VAC, RATED CURRENT: 10A, RATED VOLTAGE (INSULATION): 690VAC, CONFIGURATION, MAIN CONTACT: 1NO + 1NC, RATED FREQUENCY: 50HZ, MOUNTING: DIN RAIL, DIMENSION: 56 X 27 X 55.5 MM, QA/QC DOCUMENT REQUIRED: CO/CQ | 22253 | 020-A-101 020-A-201 | SCHNEIDER | PC | 376.74 | 9795240 |  | 0 |  | 0 | 1 | 9795240 | Spare part for Elevator to immidiately replacement during Catalyst Change Out at RHDS
14 | 2020700830 | CONTACTOR, ELECTRICAL, MANUFACTURER: SCHNEIDER ELECTRIC, MODEL: CA2SK20U7, TYPE: CONTACTOR, RATED COIL VOLTAGE: 240VAC, RATED CURRENT: 10A, RATED VOLTAGE (INSULATION): 690VAC, CONFIGURATION, MAIN CONTACT: 2NO, RATED FREQUENCY: 50HZ, MOUNTING: DIN RAIL, DIMENSION: 56 X 27 X 55.5 MM, QA/QC DOCUMENT REQUIRED: CO/CQ | 25355 | 020-A-101 020-A-201 | SCHNEIDER | PC | 376.74 | 9795240 |  | 0 |  | 0 | 1 | 9795240 | Spare part for Elevator to immidiately replacement during Catalyst Change Out at RHDS
15 | 2000100905 | CONTACTOR, ELECTRICAL, MANUFACTURER: SCHNEIDER ELECTRIC, MODEL: LA1SK20U7, TYPE: CONTROL RELAY, RATED COIL VOLTAGE: 240VAC, RATED CURRENT: 10A, RATED VOLTAGE (INSULATION): 240VAC, CONFIGURATION, MAIN CONTACT: 2NC, RATED FREQUENCY: 50HZ, MOUNTING: DIN RAIL, ADDITIONAL INFORMATION: CONTACTOR 240V50HZ, 10A, 2S/Ö CA2SK20, QA/QC DOCUMENT REQUIRED: CO/CQ | 22480 | 020-A-101 020-A-201 | SCHNEIDER | PC | 23.598 | 613548.0107 |  | 0 | 2 | 1227096.0214 |  | 0 | Spare part for Elevator to immidiately replacement during Catalyst Change Out at RHDS
16 | 2000100906 | CONTACTOR, ELECTRICAL, MANUFACTURER: SCHNEIDER ELECTRIC, MODEL: CA4KN22BW3, TYPE: CONTROL RELAY, RATED COIL VOLTAGE: 24VDC, RATED CURRENT: 10A, RATED VOLTAGE (INSULATION): 690VAC, CONFIGURATION, MAIN CONTACT: 2NO + 2NC, RATED FREQUENCY: 50HZ, MOUNTING: DIN RAIL, DIMENSION: 58 X 45 X 57 MM, QA/QC DOCUMENT REQUIRED: CO/CQ | 49946 | 020-A-101 020-A-201 | SCHNEIDER | PC | 556 | 14456000 | 1 | 14456000 | 1 | 14456000 |  | 0 | Spare part for Elevator to immidiately replacement during Catalyst Change Out at RHDS
17 | 2020500812 | CONTACT, MANUFACTURER: SCHNEIDER ELECTRIC, MODEL/PART NUMBER: LA1KN04, NUMBER OF POLES: 4P, TYPE: AUXILIARY CONTACT BLOCK, CONTACT ARRANGEMENT: 4NC, RATED CURRENT: 10A, RATED VOLTAGE: 690VAC, FREQUENCY: 25~400HZ, ADDITIONAL INFORMATION: FRONT MOUNTING, SCREW CLAMP TERMINALS, QA/QC DOCUMENT REQUIRED: CO/CQ | 21262 | 020-A-101 020-A-201 | SCHNEIDER | PC | 159.432 | 4145232 |  | 0 |  | 0 | 1 | 4145232 | Spare part for Elevator to immidiately replacement during Catalyst Change Out at RHDS
18 | 2020700844 | CONTACT, MANUFACTURER: SCHNEIDER ELECTRIC, MODEL/PART NUMBER: LA1KN13, NUMBER OF POLES: 4P, TYPE: AUXILIARY CONTACT BLOCK, CONTACT ARRANGEMENT: 1NO + 3NC, RATED CURRENT: 10A, RATED VOLTAGE: 690VAC, FREQUENCY: 25~400HZ, ADDITIONAL INFORMATION: FRONT MOUNTING, SCREW CLAMP TERMINALS, QA/QC DOCUMENT REQUIRED: CO/CQ | 21272 | 020-A-101 020-A-201 | SCHNEIDER | PC | 159.432 | 4145232 | 1 | 4145232 |  | 0 |  | 0 | Spare part for Elevator to immidiately replacement during Catalyst Change Out at RHDS
19 | 2020500821 | CONTACT, MANUFACTURER: SCHNEIDER ELECTRIC, MODEL/PART NUMBER: LADN40, NUMBER OF POLES: 4P, TYPE: AUXILIARY CONTACT BLOCK, CONTACT ARRANGEMENT: 4NO, RATED CURRENT: 10A, RATED VOLTAGE: 690VAC, FREQUENCY: 25~400HZ, ADDITIONAL INFORMATION: FRONT MOUNTING, SCREW CLAMP TERMINALS, QA/QC DOCUMENT REQUIRED: CO/CQ | 19910 | 020-A-101 020-A-201 | SCHNEIDER | PC | 185 | 4810000 | 1 | 4810000 | 1 | 4810000 |  | 0 | Spare part for Elevator to immidiately replacement during Catalyst Change Out at RHDS
20 | 2020500831 | CONTACT, MANUFACTURER: SCHNEIDER ELECTRIC, MODEL/PART NUMBER: LA1SK02, NUMBER OF POLES: 2P, TYPE: AUXILIARY CONTACT BLOCK, CONTACT ARRANGEMENT: 2NC, RATED CURRENT: 10A, RATED VOLTAGE: 690VAC, FREQUENCY: 25~400HZ, ADDITIONAL INFORMATION: FRONT MOUNTING, SCREW CLAMP TERMINALS, QA/QC DOCUMENT REQUIRED: CO/CQ | 22480 | 020-A-101 020-A-201 | SCHNEIDER | PC | 91 | 2366000 |  | 0 |  | 0 | 1 | 2366000 | Spare part for Elevator to immidiately replacement during Catalyst Change Out at RHDS
21 | 2020500848 | CONTACT, MANUFACTURER: SCHNEIDER ELECTRIC, MODEL/PART NUMBER: GVAE11, NUMBER OF POLES: 2P, TYPE: AUXILIARY CONTACT BLOCK, CONTACT ARRANGEMENT: 1NO + 1NC, RATED CURRENT: 2.5A, RATED VOLTAGE: 250VAC, ADDITIONAL INFORMATION: FRONT MOUNTING, SCREW CLAMP TERMINALS, QA/QC DOCUMENT REQUIRED: CO/CQ | 19896 | 020-A-101 020-A-201 | SCHNEIDER | PC | 126.672 | 3293472 |  | 0 |  | 0 | 1 | 3293472 | Spare part for Elevator to immidiately replacement during Catalyst Change Out at RHDS
22 | 2000100907 | MOTOR, ELECTRICAL, TYPE OF MOTOR: SLIPRING INDUCTION, RATED VOLTAGE: D 400V/S 690V, RATED FREQUENCY: 50HZ, PHASE: 3 PH, RATED OUTPUT: 10KW, RATED CURRENT: 19.3 / 11.2A, NUMBER OF POLES: 4, RATED SPEED: 1464 RPM, FRAME SIZE: 160, METHOD OF MOUNTING: FLANGE, INSULATION CLASS: CLASS F, INGRESS PROTECTION: IP 66, TYPE OF PROTECTION: II 2G EX DE IIC T4, AMBIENT TEMPERATURE: +55DEG.C, DIRECTION OF ROTATION: CW/CCW, COOLING METHOD: TEFC, STATOR WINDING CONNECTION: STAR/DELTA, PRODUCT CODE: CD 160M-4 SVN, ADDITIONAL INFORMATION: DUTY TYPE S1, MOUNTING DESIGN: B5, MANUFACTURER: ATB, QA/QC DOCUMENT REQUIRED: CO/CQ | 61839 | 020-A-101 020-A-201 | ATB | PC | 3326.3471 | 86485023.5294 | 1 | 86485023.5294 |  | 0 |  | 0 | Prire included in item with Maximo no. 2000100909 Spare part for Elevator to immidiately replacement during Catalyst Change Out at RHDS
23 | 2020800852 | MOTOR, PARTS, ITEM: BRAKES, ITEM TYPE: VISII, SIZE: 160, PART NUMBER: V160B3D1502000001, OEM DRAWING NUMBER: VC2155-001-G-003, POSITION NUMBER: 8M001, 8M002, EQPT MANUFACTURER: VIS, ADDITIONAL INFORMATION: 205VDC, 0.2A, BRAKE MOMENT: 150NM, II 2GD EXD IIC T5, -50/55DEG.C, IP66, QA/QC DOCUMENT REQUIRED: CO/CQ | 61839 | 020-A-101 020-A-201 | VIS | PC | 1564.7059 | 40682352.9412 | 1 | 40682352.9412 | 1 | 40682352.9412 | 1 | 40682352.9412 | Prire included in item with Maximo no. 2000100909 Spare part for Elevator to immidiately replacement the damaged brake at RHDS elevator 020-A-101
24 | 2000100908 | MOTOR, PARTS, ITEM: COUPLING, PART NUMBER: BOWEX, OEM DRAWING NUMBER: VC2155-001-G-032, POSITION NUMBER: 8S105, EQPT MANUFACTURER: KTR, ADDITIONAL INFORMATION: COUPLING FOR MOTOR SIEMENS: 1MJ60704CB97-Z, QA/QC DOCUMENT REQUIRED: CO/CQ | 59229 | 020-A-101 020-A-201 | KTR | PC | 1634.724 | 42502824 | 1 | 42502824 |  | 0 |  | 0 | Spare part for Elevator to immidiately replacement during Catalyst Change Out at RHDS
25 | 2000100909 | MOTOR, PARTS, ITEM: GEARBOX, PART NUMBER: 01.7156532501.0004X15, OEM DRAWING NUMBER: VC2155-001-G-014, POSITION NUMBER: 8M001, 8M002, EQPT MODEL: KF 87/A/II2GD, EQPT MANUFACTURER: SEW-EURODRIVE, ADDITIONAL INFORMATION: REDUCTION M 32/25 D EX, PART: SEW KF 87/A, II 2G IIC T4 X, -40/45DEG.C, IP66, QA/QC DOCUMENT REQUIRED: CO/CQ | 45460 | 020-A-101 020-A-201 | SEW-EURODRIVE | PC | 226917.6 | 5899857600 |  | 0 | 1 | 5899857600 | 1 | 5899857600 | Spare part for Elevator to immidiately replacement during Catalyst Change Out at RHDS
26 | 2020700808 | RELAY, ELECTRICAL, GENERAL PURPOSE, MANUFACTURER: CARLO GAVAZZI, MODEL: DPA01CM69, RELAY FUNCTION: PHASE MONITORING, CONFIGURATION, CONTACT: SPDT, RATED COIL VOLTAGE: 690VAC, RATED FREQUENCY: 50/60HZ, ADDITIONAL INFORMATION: PHASE SEQUENCE/OVER/UNDER VOLTAGE RELAY 600 to 690VAC +10 -15%, QA/QC DOCUMENT REQUIRED: CO/CQ | 40545 | 020-A-101 020-A-201 | CARLO GAVAZZI | PC | 2676.492 | 69588792 | 1 | 69588792 |  | 0 | 1 | 69588792 | Spare part for Elevator to immidiately replacement during Catalyst Change Out at RHDS
27 | 2020700835 | RELAY, ELECTRICAL, GENERAL PURPOSE, MANUFACTURER: ZIEHL, MODEL: MSR220KA, RELAY FUNCTION: PTC THERMISTOR, RATED COIL VOLTAGE: 24VDC, ADDITIONAL INFORMATION: PTB 12 ATEX 3006, PART NO. T222471, QA/QC DOCUMENT REQUIRED: CO/CQ | 33272 | 020-A-101 020-A-201 | ZIEHL | PC | 1489.488 | 38726688 |  | 0 |  | 0 | 1 | 38726688 | Spare part for Elevator to immidiately replacement during Catalyst Change Out at RHDS
28 | 2020700827 | RELAY, ELECTRICAL, GENERAL PURPOSE, MANUFACTURER: SCHNEIDER ELECTRIC, MODEL: XPS-AF, RELAY FUNCTION: SAFETY RELAY, CONFIGURATION, CONTACT: 3NO, RATED COIL VOLTAGE: 24VDC, ADDITIONAL INFORMATION: 24VDC, SCREW, DIN RAIL MOUNT, IP40 ENCL, -25 TO 65DEG C, EN 1088/ISO 14119 STANDARD, QA/QC DOCUMENT REQUIRED: CO/CQ | 40568 | 020-A-101 020-A-201 | SCHNEIDER | PC | 2064.972 | 53689272 | 1 | 53689272 | 1 | 53689272 |  | 0 | Spare part for Elevator to immidiately replacement during Catalyst Change Out at RHDS
29 | 2020700845 | RELAY, ELECTRICAL, GENERAL PURPOSE, MANUFACTURER: ELTAKO, MODEL: MFZ12DX-UC, RELAY FUNCTION: TIME DELAY, CONFIGURATION, CONTACT: 1NC + 1NO, RATED COIL VOLTAGE: 230VAC, RATED FREQUENCY: 50HZ, ADDITIONAL INFORMATION: TIMING RELAY: 8-230V, DIN RAIL MOUNT PART NO. 23001005, QA/QC DOCUMENT REQUIRED: CO/CQ | 18894 | 020-A-101 020-A-201 | ELTAKO | PC | 1187.004 | 30862104 | 1 | 30862104 |  | 0 | 1 | 30862104 | Spare part for Elevator to immidiately replacement during Catalyst Change Out at RHDS
30 | 2020700815 | RELAY, ELECTRICAL, GENERAL PURPOSE, MANUFACTURER: WAGO, MODEL: 788-312, CONFIGURATION, CONTACT: 2NC + 2NO, RATED COIL VOLTAGE: 24VDC, ADDITIONAL INFORMATION: CAGE CLAMP, DIN RAIL MOUNT, IP20 ENCL, 2W POWER, A NS35MM, QA/QC DOCUMENT REQUIRED: CO/CQ | 25995 | 020-A-101 020-A-201 | WAGO | PC | 184.548 | 4798248 |  | 0 | 1 | 4798248 |  | 0 | Spare part for Elevator to immidiately replacement during Catalyst Change Out at RHDS
31 | 2021000839 | POWER SUPPLY UNIT, INPUT VOLTAGE: 200 TO 500VAC, OUTPUT VOLTAGE: 24VDC, OUTPUT CURRENT: 10A, RATED POWER: 240W, AMBIENT TEMPERATURE RANGE: -25…50°C, MOUNTING TYPE: DIN RAIL, TYPE: REGULATED SWITCH MODE, MODEL: ABL8RPS24100, MANUFACTURER: SCHNEIDER ELECTRIC, QA/QC DOCUMENT REQUIRED: CO/CQ | 34928 | 020-A-101 020-A-201 | SCHNEIDER | PC | 2026.752 | 52695552 |  | 0 |  | 0 |  | 0 | Spare part for Elevator to immidiately replacement during Catalyst Change Out at RHDS - To delivery by year 2026 | 1
32 | 2000100910 | TRANSFORMER, INPUT VOLTAGE: 690VAC, OUTPUT VOLTAGE: 230VAC, OUTPUT CURRENT: PR. 1.6A/SC.4.35A, RATED POWER: PR. 1000/SC. 2700VA, TYPE: DRY, MODEL: TR1420 1420-0171-00000, MANUFACTURER: HABERMANN, QA/QC DOCUMENT REQUIRED: CO/CQ | 51214 | 020-A-101 020-A-201 | HABERMANN | PC | 1925.196 | 50055096 |  | 0 | 1 | 50055096 |  | 0 | Spare part for Elevator to immidiately replacement during Catalyst Change Out at RHDS
33 | 2021000814 | POWER SUPPLY UNIT, INPUT VOLTAGE: 100 TO 240VAC, OUTPUT VOLTAGE: 24VDC, OUTPUT CURRENT: 2.5A, RATED POWER: 60W, AMBIENT TEMPERATURE RANGE: -25…55°C, MOUNTING TYPE: DIN RAIL, TYPE: REGULATED SWITCH MODE, MODEL: ABL7RM24025, MANUFACTURER: SCHNEIDER ELECTRIC, QA/QC DOCUMENT REQUIRED: CO/CQ | 22580 | 020-A-101 020-A-201 | SCHNEIDER | PC | 921.648 | 23962848 | 1 | 23962848 |  | 0 |  | 0 | Spare part for Elevator to immidiately replacement during Catalyst Change Out at RHDS
34 | 2000100911 | POWER SUPPLY UNIT, INPUT VOLTAGE: 115/230VAC, OUTPUT VOLTAGE: 24VDC, OUTPUT CURRENT: 5A, RATED POWER: 120W, AMBIENT TEMPERATURE RANGE: -35…71°C, MOUNTING TYPE: DIN RAIL, TYPE: SWITCHED MODE, MODEL: DRAN120, MANUFACTURER: CHINFA ELECTRONICS, QA/QC DOCUMENT REQUIRED: CO/CQ | 57022 | 020-A-101 020-A-201 | CHINFA ELECTRONICS | PC | 1307.124 | 33985224 | 1 | 33985224 |  | 0 |  | 0 | Spare part for Elevator to immidiately replacement during Catalyst Change Out at RHDS
35 | 2000100912 | SWITCH, LIMIT, MANUFACTURER: STEUTE, MODEL: EExM 14 VR 1Ö/1S - 10M, TYPE: VERTICAL ROLLER PLUNGER VR, CONFIGURATION, CONTACT: 1NC+1NO, RATING, CONTACT: 5A/250VAC, CONNECTION, ELECTRICAL: SCREW, INGRESS PROTECTION: IP66, HAZAEDOUS AREA CLASSIFICATION: EX ZONE 1, ADDITIONAL INFORMATION: IIG EX DE IIC T6, -20/65DEG.C, QA/QC DOCUMENT REQUIRED: CO/CQ | 41728 | 020-A-101 020-A-201 | STEUTE | PC | 1831.284 | 47613384 | 2 | 95226768 | 2 | 95226768 |  | 0 | Spare part for Elevator to immidiately replacement during Catalyst Change Out at RHDS
36 | 2020500854 | SWITCH, LIMIT, MANUFACTURER: STEUTE, MODEL: EX 95 D 1Ö/1S, TYPE: ROCKING LEVER D, CONFIGURATION, CONTACT: 1NC+1NO, RATING, CONTACT: 6A/250VAC OR 0.25A/230VDC, CONNECTION, ELECTRICAL: SCREW, INGRESS PROTECTION: IP66, HAZAEDOUS AREA CLASSIFICATION: EX ZONE 1, ADDITIONAL INFORMATION: II2G EX DE IIC T5, -20/65DEG.C, QA/QC DOCUMENT REQUIRED: CO/CQ | 51565 | 020-A-101 020-A-201 | STEUTE | PC | 3352.44 | 87163440 | 1 | 87163440 |  | 0 | 1 | 87163440 | Spare part for Elevator to immidiately replacement during Catalyst Change Out at RHDS
37 | 2060202062 | SWITCH, LIMIT, MANUFACTURER: STEUTE, MODEL: ExES 97 D-11-60°C, TYPE: ROCKING LEVER D, CONFIGURATION, CONTACT: 1NC+1NO, RATING, CONTACT: 4A/ 500VAC, CONNECTION, ELECTRICAL: SCREW, INGRESS PROTECTION: IP66, HAZAEDOUS AREA CLASSIFICATION: EX ZONE 1, ADDITIONAL INFORMATION: II2G EX DE IIC T6, -20/65DEG.C, QA/QC DOCUMENT REQUIRED: CO/CQ | 1336746 | 020-A-101 020-A-201 | STEUTE | PC | 3352.44 | 87163440 |  | 0 |  | 0 | 2 | 174326880 | Spare part for Elevator to immidiately replacement during Catalyst Change Out at RHDS
38 | 2020500855 | SWITCH, LIMIT, MANUFACTURER: STEUTE, MODEL: EX 95 AZ 1Ö/1S, TYPE: STAINLESS STEEL 1.4301, CONFIGURATION, CONTACT: 1NC+1NO, RATING, CONTACT: 6A/250VAC OR 0.25A/230VDC, CONNECTION, ELECTRICAL: SCREW, INGRESS PROTECTION: IP67, HAZAEDOUS AREA CLASSIFICATION: EX ZONE 1, ADDITIONAL INFORMATION: II2G EX DE IIC T5, -20/65DEG.C, QA/QC DOCUMENT REQUIRED: CO/CQ | 51567 | 020-A-101 020-A-201 | STEUTE | PC | 111.384 | 2895984 |  | 0 |  | 0 | 1 | 2895984 | Spare part for Elevator to immidiately replacement during Catalyst Change Out at RHDS
39 | 2020500783 | SWITCH, LIMIT, MANUFACTURER: STEUTE, MODEL: EX 95 RL 1Ö/1S, TYPE: LONG ROLLER PLUNGER RL, CONFIGURATION, CONTACT: 1NC+1NO, RATING, CONTACT: 6A/250VAC OR 0.25A/230VDC, CONNECTION, ELECTRICAL: SCREW, INGRESS PROTECTION: IP66, HAZAEDOUS AREA CLASSIFICATION: EX ZONE 1, ADDITIONAL INFORMATION: II2G EX DE IIC T5, -20/60DEG.C, QA/QC DOCUMENT REQUIRED: CO/CQ | 51566 | 020-A-101 020-A-201 | STEUTE | PC | 3453.996 | 89803896 |  | 0 | 0 | 0 | 1 | 89803896 | Remaining 3PCS at WH Spare part for Elevator to immidiately replacement during Catalyst Change Out at RHDS
40 | 2060202063 | SWITCH, LIMIT, MANUFACTURER: STEUTE, MODEL: ExES 97 RL-11-60°C, TYPE: LONG ROLLER PLUNGER RL, CONFIGURATION, CONTACT: 1NC+1NO, RATING, CONTACT: MAX 4A/ 500VAC, CONNECTION, ELECTRICAL: SCREW, INGRESS PROTECTION: IP66, HAZAEDOUS AREA CLASSIFICATION: EX ZONE 1, ADDITIONAL INFORMATION: II2G EX DE IIC T6, -60/60DEG.C, QA/QC DOCUMENT REQUIRED: CO/CQ | 1336619 | 020-A-101 020-A-201 | STEUTE | PC | 588.2353 | 15294117.6471 |  | 0 |  | 0 | 2 | 30588235.2941 | Remaining 3PCS at WH Spare part for Elevator to immidiately replacement during Catalyst Change Out at RHDS
41 | 2000100913 | SWITCH, LIMIT, MANUFACTURER: VELOMAT, MODEL: VMV-0131-12, TYPE: ELECTRONIC, CONFIGURATION, CONTACT: 3 OUTPUT, INGRESS PROTECTION: IP40, ADDITIONAL INFORMATION: OVERLOAD MEASURING ELECTRONIC, POWER SUPPLY 24VAC -20%/+10%; 24VDC -10%/+40%, QA/QC DOCUMENT REQUIRED: CO/CQ | 56220 | 020-A-101 020-A-201 | VELOMAT | PC | 2601.144 | 67629744 | 1 | 67629744 |  | 0 |  | 0 | Spare part for Elevator to immidiately replacement during Catalyst Change Out at RHDS
42 | 2020500858 | SWITCH, PROXIMITY, MANUFACTURER: TURCK, MODEL: BI8U-EM18WD-AP6X-H1141/3GD, TYPE: PROXIMITY SWITCH, CONFIGURATION, CONTACT: 1NO, PNP OUTPUT, RATING, CONTACT: 10/30VDC, INGRESS PROTECTION: IP68, HAZAEDOUS AREA CLASSIFICATION: EX ZONE 2, ADDITIONAL INFORMATION: 10-30VDC, 200MA, 18MM DIA, II3G EX NA II T4X, -40/100DEG.C, INCLUDED CONNECTOR EVC05A, QA/QC DOCUMENT REQUIRED: CO/CQ | 44451 & 38672 | 020-A-101 020-A-201 | TURK | PC | 1660.932 | 43184232 | 4 | 172736928 | 4 | 172736928 | 8 | 345473856 | Spare part for Elevator to immidiately replacement during Catalyst Change Out at RHDS
43 | 2000100914 | SWITCH, LIMIT, MANUFACTURER: STAHL, MODEL: 8070/1-2AR, TYPE: ROLLER LEVER E, CONFIGURATION, CONTACT: 1NC+1NO, RATING, CONTACT: 250VDC/500VAC, INGRESS PROTECTION: IP65, HAZAEDOUS AREA CLASSIFICATION: EX ZONE 1, ADDITIONAL INFORMATION: SOLENOID LOCKING DEVICE, II2G EX DE IIC T6, -20/50DEG.C, QA/QC DOCUMENT REQUIRED: CO/CQ | 45496 | 020-A-101 020-A-201 | STAHL | PC | 3352.44 | 87163440 | 1 | 87163440 |  | 0 |  | 0 | Spare part for Elevator to immidiately replacement during Catalyst Change Out at RHDS
44 | 2000100915 | SWITCH, LIMIT, MANUFACTURER: TECSIS, MODEL: TECSIS EX Z1 100kN, TYPE: LOAD SENSOR, INGRESS PROTECTION: IP67, HAZAEDOUS AREA CLASSIFICATION: EX ZONE 1, ADDITIONAL INFORMATION: II2G EX DE IIC T6, -20/60DEG.C, INCLUDED CONNECTOR EVC05A, QA/QC DOCUMENT REQUIRED: CO/CQ | 46818 & 46920 | 020-A-101 020-A-201 | TECSIS | PC | 16762.2 | 435817200 | 1 | 435817200 | 1 | 435817200 |  | 0 | Spare part for Elevator to immidiately replacement during Catalyst Change Out at RHDS
45 | 2000100916 | SWITCH, PROXIMITY, MANUFACTURER: IFM ELECTRONIC, MODEL: KI5031, TYPE: CAPACITIVE, CONFIGURATION, CONTACT: 1NC, INGRESS PROTECTION: IP65, ADDITIONAL INFORMATION: FILL LEVEL SUPERVISION, APPROXIMITY D=18MM, II 1G EEX IA IIB T6, QA/QC DOCUMENT REQUIRED: CO/CQ | 59229 | 020-A-101 020-A-201 | IFM ELECTRONIC | PC | 1634.724 | 42502824 | 1 | 42502824 |  | 0 |  | 0 | Spare part for Elevator to immidiately replacement during Catalyst Change Out at RHDS
46 | 2070800833 | SWITCH, AMPLIFIER, MANUFACTURER: IFM ELECTRONIC, MODEL: N0533A, TYPE: AMPLIFIER, CONFIGURATION, CONTACT: 1 CHANGE OVER CONTACT, RATING, CONTACT: 2A/253VAC, INGRESS PROTECTION: IP20, ADDITIONAL INFORMATION: SHORT-CIRCUIT & WIRE-BREAK MONIRORING; II (1) G D [EEX IA] IIC, QA/QC DOCUMENT REQUIRED: CO/CQ | 46857 | 020-A-101 020-A-201 | IFM ELECTRONIC | PC | 3831.828 | 99627528 | 1 | 99627528 |  | 0 |  | 0 | Spare part for Elevator to immidiately replacement during Catalyst Change Out at RHDS
47 | 2020900838 | THEMO SWITCH, ELECTRICAL, MANUFACTURER: SCHNEIDER ELECTRIC, MODEL: NSYCCOTH, TYPE: BIMETAL SENROR, RATED VOLTAGE: 250VAC, RATED POWER: 30W, TEMPERATURE RANGE: 0…60°C, CONNECTION, ELECTRICAL: 4 TERMINALS, CLAMPING CAPACITY: 2.5 MM², MOUNTING: DIN RAIL, DIMENSION: 68 X 33 X44 MM, INGRESS PROTECTION: IP20, ADDITIONAL INFORMATION: NC CONTACT, QA/QC DOCUMENT REQUIRED: CO/CQ | 35571 | 020-A-101 020-A-201 | SCHNEIDER | PC | 588.2353 | 15294117.6471 |  | 0 | 1 | 15294117.6471 |  | 0 | Spare part for Elevator to immidiately replacement during Catalyst Change Out at RHDS
48 | 2021000832 | BARRIER, SAFETY, ELECTRONIC, MANUFACTURER: PEPPERL+FUCHS, MODEL: KFD2-STC4-Ex1, NUMBER, CHANNELS: 1, TYPE, MOUNTING: DIN RAIL, OPERATING VOLTAGE: 20…35VDC, AMBIENT TEMPERATURE: -20...60 °C, DIMENSION: 20 x 124 x 115 MM, ADDITIONAL INFORMATION: INPUT SIGNAL 0/4-20MA; 1-CHANNEL ISOLATED BARRIER, QA/QC DOCUMENT REQUIRED: CO/CQ | 46823 | 020-A-101 020-A-201 | PEPPERL+FUCHS | PC | 5524.428 | 143635128 | 1 | 143635128 |  | 0 |  | 0 | Spare part for Elevator to immidiately replacement during Catalyst Change Out at RHDS
49 | 2000100917 | ELEVATOR, PARTS, ITEM: SAFETY DEVICE, ITEM TYPE: OVERSPEED SAFETY DEVICE 24M/MIN., PART NUMBER: 71723, OEM DRAWING NUMBER: VC2155-001-G-003, POSITION NUMBER: 50 (V) 6 JAHRE, EQPT MANUFACTURER: GEDA, ADDITIONAL INFORMATION: OVERSPEED SAFETY DEVICE 24M/MIN, QA/QC DOCUMENT REQUIRED: CO/CQ | 71723 | 020-A-101 020-A-201 | GEDA | PC | 46871.916 | 1218669816 |  | 0 | 1 | 1218669816 | 1 | 1218669816 | Spare part for Elevator to immidiately replacement during Catalyst Change Out at RHDS
50 | 2050800787 | ELEVATOR, PARTS, ITEM: SAFETY DEVICE, ITEM TYPE: OVERSPEED SAFETY DEVICE SH650 EX, PART NUMBER: 41098T, OEM DRAWING NUMBER: VC2155-001-G-003, POSITION NUMBER: 50 (V) 6 JAHRE, EQPT MODEL: FV72, EQPT MANUFACTURER: GEDA, ADDITIONAL INFORMATION: OVERSPEED SAFETY DEVICE SH650EX, BREMSLAST MAX.: 7200KG, TRIGGERING SPEED MAX 64M/MIN, BRAKING FORCE MAX.: 15870 POUND, QA/QC DOCUMENT REQUIRED: CO/CQ | 41098T | 020-A-101 020-A-201 | GEDA | PC | 46871.916 | 1218669816 | 1 | 1218669816 | 1 | 1218669816 |  | 0 | Prire included in item with Maximo no. 2000100909
51 | 2000100918 | ELEVATOR, PARTS, ITEM: RACK, ITEM TYPE: TOOTHED RACK, SIZE: M8/L=828,0, PART NUMBER: 58464, OEM DRAWING NUMBER: VC2155-001-G-003 / 1-061058 G_75023, POSITION NUMBER: 30 (V) 1000h, EQPT MODEL: 58464, EQPT MANUFACTURER: GEDA, ADDITIONAL INFORMATION: TOOTHED RACK M 8 L=828,0, QA/QC DOCUMENT REQUIRED: CO/CQ | 58464 | 020-A-101 020-A-201 | GEDA | PC | 3142.776 | 81712176 | 1 | 81712176 |  | 0 |  | 0 | Spare part for Elevator to immidiately replacement during Catalyst Change Out at RHDS
52 | 2020900837 | PANEL, ELECTRICAL, PARTS, ITEM: SPACE HEATER, ITEM TYPE: SILICONE PLATE, PART NUMBER: 27-0212-2710, OEM DRAWING NUMBER: VC2155-001-G-014, POSITION NUMBER: 1R001, 2R019, 2R020, EQPT MODEL: SILICONE HEATER PLATE, EQPT MANUFACTURER: BARTEC, ADDITIONAL INFORMATION: RATED POWER: 230VAC/100W, QA/QC DOCUMENT REQUIRED: CO/CQ | 57495 | 020-A-101 020-A-201 | BARTEC | PC | 2197.104 | 57124704 | 1 | 57124704 |  | 0 |  | 0 | Spare part for Elevator to immidiately replacement during Catalyst Change Out at RHDS
53 | 2020500816 | PANEL, ELECTRICAL, PARTS, ITEM: PLC CONTROLLER, OEM DRAWING NUMBER: VC2155-001-G-014, POSITION NUMBER: 1A005 & 2A003, EQPT MODEL: TWD LMDA 20DRT, EQPT MANUFACTURER: SCHNEIDER ELECTRIC, ADDITIONAL INFORMATION: INCLUDING TW-SHDOL-EX-005C, AND INSTALLED PROGRAM OF ELEVATOR GEDA SH1500EX (SERIAL NO. P027000 AND P027100), 20 DISCRETE I/O - 24 VDC FOR -1A005, QA/QC DOCUMENT REQUIRED: CO/CQ | 30348 | 020-A-101 020-A-201 | SCHNEIDER | PC | 7045.584 | 183185184 | 1 | 183185184 |  | 0 |  | 0 | Spare part for Elevator to immidiately replacement during Catalyst Change Out at RHDS
54 | 2021000817 | PANEL, ELECTRICAL, PARTS, ITEM: IO MODULE, OEM DRAWING NUMBER: VC2155-001-G-014, POSITION NUMBER: 2A004, EQPT MODEL: TWD DDI 16DT, EQPT MANUFACTURER: SCHNEIDER ELECTRIC, ADDITIONAL INFORMATION: 16 INPUTS - 24 VDC, QA/QC DOCUMENT REQUIRED: CO/CQ | 30349 | 020-A-101 020-A-201 | SCHNEIDER | PC | 2651.376 | 68935776 | 1 | 68935776 |  | 0 |  | 0 | Spare part for Elevator to immidiately replacement during Catalyst Change Out at RHDS
55 | 2021000818 | PANEL, ELECTRICAL, PARTS, ITEM: IO MODULE, OEM DRAWING NUMBER: VC2155-001-G-014, POSITION NUMBER: 2A005, EQPT MODEL: TWD DRA 16RT, EQPT MANUFACTURER: SCHNEIDER ELECTRIC, ADDITIONAL INFORMATION: 16 OUTPUTS - 24 VDC, QA/QC DOCUMENT REQUIRED: CO/CQ | 42501 | 020-A-101 020-A-201 | SCHNEIDER | PC | 3409.224 | 88639824 | 1 | 88639824 |  | 0 |  | 0 | Spare part for Elevator to immidiately replacement during Catalyst Change Out at RHDS
56 | 2000100919 | PANEL, ELECTRICAL, PARTS ITEM: TIME COUNTER, PART NUMBER: 7KT5801, OEM DRAWING NUMBER: VC2155-001-G-014, POSITION NUMBER: 2H003, EQPT MODEL: 7KT5801, EQPT MANUFACTURER: KUBLER, ADDITIONAL INFORMATION: 10-27VDC, MECHANICAL TIME COUNTER, QA/QC DOCUMENT REQUIRED: CO/CQ | 19919 | 020-A-101 020-A-201 | KEBLER | PC | 555.828 | 14451528 | 1 | 14451528 |  | 0 |  | 0 | Spare part for Elevator to immidiately replacement during Catalyst Change Out at RHDS
57 | 2021000929 | PANEL, ELECTRICAL, PARTS, ITEM: BRAKE RECTIFIER, PART NUMBER: 304-020, OEM DRAWING NUMBER: VC2155-001-G-014, POSITION NUMBER: 2V001, EQPT MODEL: 45B5023-A1V, EQPT MANUFACTURER: REISSMANN, ADDITIONAL INFORMATION: RECTIFIER BR 500V, 2.3A, 6-PIN, QA/QC DOCUMENT REQUIRED: CO/CQ | 33054 | 020-A-101 020-A-201 | REISSMANN | PC | 243.516 | 6331416 |  | 0 |  | 0 | 1 | 6331416 | Spare part for Elevator to immidiately replacement during Catalyst Change Out at RHDS
58 | 2021000841 | PANEL,ELECTRICAL,PARTS, ITEM: PROTECTOR SURGE, PART NUMBER: LA4-SKE1U, OEM DRAWING NUMBER: VC2155-001-G-014, POSITION NUMBER: 2V100, 2V102, EQPT MODEL: LA4-SKE1U, EQPT MANUFACTURER: SCHNEIDER ELECTRIC, ADDITIONAL INFORMATION: 110-250VAC, COIL SUPPRESSOR MODULE, QA/QC DOCUMENT REQUIRED: CO/CQ | 22420 | 020-A-101 020-A-201 | SCHNEIDER | PC | 149.604 | 3889704 | 1 | 3889704 |  | 0 |  | 0 | Spare part for Elevator to immidiately replacement during Catalyst Change Out at RHDS
59 | 2000100920 | PANEL, ELECTRICAL,PARTS, ITEM: NOISE FILTER, ITEM TYPE: RC-MODULE, PART NUMBER: LAD-4RC3U, OEM DRAWING NUMBER: VC2155-001-G-014, POSITION NUMBER: 2V020, 2V030, 2V040, EQPT MODEL: LAD-4RC3U, EQPT MANUFACTURER: SCHNEIDER ELECTRIC, ADDITIONAL INFORMATION: 110-240V, AB D40A TESYS, QA/QC DOCUMENT REQUIRED: CO/CQ | 59702 | 020-A-101 020-A-201 | SCHNEIDER | PC | 200.928 | 5224128 | 1 | 5224128 |  | 0 |  | 0 | Spare part for Elevator to immidiately replacement during Catalyst Change Out at RHDS
60 | 2000100921 | ELEVATOR, PARTS, ITEM: CABLE, ITEM TYPE: TRAILLING CABLE, PART NUMBER: 43855, OEM DRAWING NUMBER: VC2155-001-G-014, POSITION NUMBER: 8W004, EQPT MODEL: 4G35+11X1,0+2X(1X1,0C)BUSKABLE 3X0,5MM2, EQPT MANUFACTURER: GEDA, ADDITIONAL INFORMATION: FLAT CABLE, QA/QC DOCUMENT REQUIRED: CO/CQ | 43855 | 020-A-101 020-A-201 | GEDA | SET | 5429.424 | 141165024 | 1 | 141165024 |  | 0 |  | 0 | Spare part for Elevator to immidiately replacement during Catalyst Change Out at RHDS
61 | 2060129973 | ELEVATOR, PARTS, ITEM: ENCODER, ITEM TYPE: ROTARY ENCODER, PART NUMBER: 8.5020.155A.0256.0100.EX-C, OEM DRAWING NUMBER: VC2155-001-G-014, POSITION NUMBER: 8G001, ITEM MODEL: 8.5020.155A.0256.0100.EX-C, EQPT MANUFACTURER: KUBLER, ADDITIONAL INFORMATION: INCREMENTAL ENCODER 10-30V, 100mA, D=12, SAFETY LOCK, PUSH PULL 24VDC, 0256PPR, ZONE 2, II3G EX NA T4 X, -20/30DEG.C, QA/QC DOCUMENT REQUIRED: CO/CQ | 51237 | 020-A-101 020-A-201 | KEBLER | PC | 5783.232 | 150364032 | 2 | 300728064 | 2 | 300728064 | 2 | 300728064 | Spare part for Elevator to immidiately replacement during Catalyst Change Out at RHDS
62 | 2000100922 | ELEVATOR, PARTS, ITEM: SOLENOID, ITEM TYPE: DC SINGLE ACTING, OEM DRAWING NUMBER: VC2155-001-G-014, POSITION NUMBER: 8L005, EQPT MODEL: GTCE 100 AEM A01, EQPT MANUFACTURER: MAGNET SCHULZ, ADDITIONAL INFORMATION: EX MAGNET GTCE 100 AEM A01, 24VDC, 1.6A, 35.4W, IP54, II 2G EX E MB II T, -30/69DEG.C, QA/QC DOCUMENT REQUIRED: CO/CQ | 45655 | 020-A-101 020-A-201 | MAGNET SCHULZ | PC | 40564.524 | 1054677624 |  | 0 | 1 | 1054677624 | 1 | 1054677624 | Spare part for Elevator to immidiately replacement during Catalyst Change Out at RHDS - To delivery by year 2026 | 1
63 | 2060100865 | ELEVATOR, PARTS, ITEM: BUFFER, ITEM TYPE: LIFT BUFFER, SIZE: D=140X250, d=18/35, PART NUMBER: 78018, OEM DRAWING NUMBER: VC2155-001-G-003 / 1-070951 A, POSITION NUMBER: 20 (V), EQPT MANUFACTURER: GEDA, ADDITIONAL INFORMATION: BUFFER P+S, MANUFACTURER: ADITECH, MODEL: 320012,QA/QC DOCUMENT REQUIRED: CO/CQ | 78018 | 020-A-101 020-A-201 | GEDA | PC | 1250.34 | 32508840 | 2 | 65017680 |  | 0 | 2 | 65017680 | Spare part for Elevator to immidiately replacement during Catalyst Change Out at RHDS
64 | 2000100923 | ELEVATOR, PARTS, ITEM: RACK, ITEM TYPE: TOOTHED RACK, SIZE: M8/L=1508,0, PART NUMBER: 77000, OEM DRAWING NUMBER: VC2155-001-G-003 / 1029668_65023, POSITION NUMBER: 30 (V) 1000h, EQPT MANUFACTURER: GEDA, ADDITIONAL INFORMATION: TOOTHED RACK M 8 L=1508,0, QA/QC DOCUMENT REQUIRED: CO/CQ | 77000 | 020-A-101 020-A-201 | GEDA | PC | 2304.12 | 59907120 | 1 | 59907120 |  | 0 |  | 0 | Spare part for Elevator to immidiately replacement during Catalyst Change Out at RHDS
65 | 2000100924 | ELEVATOR, PARTS, ITEM: BEARING, ITEM TYPE: FLOAT BEARING, PART NUMBER: 78041, OEM DRAWING NUMBER: VC2155-001-G-003 / 1-060527 C, POSITION NUMBER: 2000 (V) 1000h, EQPT MANUFACTURER: GEDA, ADDITIONAL INFORMATION: FLOATING BEARING (POS. 2000 (V) 1000h), QA/QC DOCUMENT REQUIRED: CO/CQ | 78041 | 020-A-101 020-A-201 | GEDA | PC | 200.928 | 5224128 | 1 | 5224128 |  | 0 |  | 0 | Spare part for Elevator to immidiately replacement during Catalyst Change Out at RHDS
66 | 2000100925 | ELEVATOR, PARTS, ITEM: ROLLER, ITEM TYPE: ROLLER SINGLE, PART NUMBER: 46997, OEM DRAWING NUMBER: VC2155-001-G-003 / 1018165, POSITION NUMBER: 300 (V) 2500h, EQPT MANUFACTURER: GEDA, ADDITIONAL INFORMATION: ROLLER SINGLE (POS. 300 (V) 2500h), QA/QC DOCUMENT REQUIRED: CO/CQ | 46997 | 020-A-101 020-A-201 | GEDA | PC | 1806.168 | 46960368 | 1 | 46960368 |  | 0 |  | 0 | Spare part for Elevator to immidiately replacement during Catalyst Change Out at RHDS
67 | 2000100926 | ELEVATOR, PARTS, ITEM: BEARING, ITEM TYPE: BEARING HOUSING, PART NUMBER: 33200, OEM DRAWING NUMBER: VC2155-001-G-003 / 1011555, POSITION NUMBER: 3000, EQPT MANUFACTURER: GEDA, ADDITIONAL INFORMATION: BEARING HOUSING (POS. 3000), QA/QC DOCUMENT REQUIRED: CO/CQ | 33200 | 020-A-101 020-A-201 | GEDA | PC | 31896.228 | 829301928 |  | 0 |  | 0 | 1 | 829301928 | Spare part for Elevator to immidiately replacement during Catalyst Change Out at RHDS
68 | 2050800862 | ELEVATOR, PARTS, ITEM: WHEEL, ITEM TYPE: TOOTHED WHEEL, PART NUMBER: 1004281, OEM DRAWING NUMBER: VC2155-001-G-003 / 1-098005, POSITION NUMBER: 40 (V), EQPT MANUFACTURER: GEDA, QA/QC DOCUMENT REQUIRED: CO/CQ | 1004281 | 020-A-101 020-A-201 | GEDA | PC | 2898.168 | 75352368 | 1 | 75352368 |  | 0 |  | 0 | Spare part for Elevator to immidiately replacement during Catalyst Change Out at RHDS
69 | 2000100927 | ELEVATOR, PARTS, ITEM: BEARING, ITEM TYPE: DEEP GROOVE BALL BEARING, SIZE: 25/47X12MM, PART NUMBER: 53572, OEM DRAWING NUMBER: VC2155-001-G-003 / 1-098005, POSITION NUMBER: 50 (V), EQPT MANUFACTURER: GEDA, ADDITIONAL INFORMATION: DEEP GROOVE BALL BEARING 25/47X12MM, QA/QC DOCUMENT REQUIRED: CO/CQ | 53572 | 020-A-101 020-A-201 | GEDA | PC | 75.451 | 1961725.4902 | 1 | 1961725.4902 |  | 0 |  | 0 | The price included in the item with Maximo No. 2050800862 Spare part for Elevator to immidiately replacement during Catalyst Change Out at RHDS
70 | 2050800861 | ELEVATOR, PARTS, ITEM: ROLLER, ITEM TYPE: CASTOR, SIZE: D=78X40 PA, PART NUMBER: 57703, OEM DRAWING NUMBER: VC2155-001-G-003 / 1-098005, POSITION NUMBER: 30 (V), EQPT MANUFACTURER: GEDA, ADDITIONAL INFORMATION: CASTOR D=78X40 PA, QA/QC DOCUMENT REQUIRED: CO/CQ | 57703 | 020-A-101 020-A-201 | GEDA | PC | 279.552 | 7268352 | 1 | 7268352 |  | 0 |  | 0 | Spare part for Elevator to immidiately replacement during Catalyst Change Out at RHDS
71 | 2000100928 | ELEVATOR, PARTS, ITEM: BEARING, ITEM TYPE: SELL-ALIGNING BALL BEARING, SIZE: 60X130X131, PART NUMBER: 77459, OEM DRAWING NUMBER: VC2155-001-G-003/ 1-098005, POSITION NUMBER: 3020 (V) 1000H, EQPT MANUFACTURER: GEDA, ADDITIONAL INFORMATION: SELF ALIGNING BALL BEARING, QA/QC DOCUMENT REQUIRED: CO/CQ | 77459 | 020-A-101 020-A-201 | GEDA | PC | 2090.088 | 54342288 |  | 0 | 1 | 54342288 |  | 0 | Spare part for Elevator to immidiately replacement during Catalyst Change Out at RHDS - To delivery by year 2026 | 1
72 | 2000100929 | ELEVATOR, PARTS, ITEM: BEARING, ITEM TYPE: GROOVED BALL BEARING, SIZE: 6206.2RS, PART NUMBER: 52314 (V), OEM DRAWING NUMBER: VC2155-001-G-003 / 1-103112, POSITION NUMBER: 20, EQPT MODEL: 6206.2RS, EQPT MANUFACTURER: GEDA, ADDITIONAL INFORMATION: GROOVED BALL BEARING 30/ 62x16mm [6206.2RS]SS A2, QA/QC DOCUMENT REQUIRED: CO/CQ | 52314 (V) | 020-A-101 020-A-201 | GEDA | PC | 282.828 | 7353528 | 1 | 7353528 | 1 | 7353528 |  | 0 | Spare part for Elevator to immidiately replacement during Catalyst Change Out at RHDS
73 | 2000100930 | ELEVATOR, PARTS, ITEM: PENDANT, ITEM TYPE: DROP TEST CONTROL, OEM DRAWING NUMBER: VC2155-001-G-014 / P0270-50.002G, POSITION NUMBER: 9B001, EQPT MODEL: A004101, EQPT MANUFACTURER: GEDA, QA/QC DOCUMENT REQUIRED: CO/CQ | A004101 | 020-A-101 020-A-201 | GEDA | PC | 2569.476 | 66806376 |  | 0 | 1 | 66806376 |  | 0 | Spare part for Elevator to immidiately replacement during Catalyst Change Out at RHDS
74 | 2050800807 | PANEL, ELECTRICAL,PARTS, FUSE, ITEM: MICRO FUSE, SIZE: 6.3MM X 32MM, PART NUMBER: 52761, OEM DRAWING NUMBER: VC2155-001-G-014 , EQPT MODEL: 632.514, EQPT MANUFACTURER: ESKA, ADDITIONAL INFORMATION: 0.5A, 500V, 1KA, 6.3MM X 32MM, QA/QC DOCUMENT REQUIRED: CO/CQ | 52761 | 020-A-101 020-A-201 | ESKA | PC | 17.472 | 454272 | 2 | 908544 |  | 0 |  | 0 | Spare part for Elevator to immidiately replacement during Catalyst Change Out at RHDS
75 | 2020700214 | ELEVATOR, PARTS, ITEM: SOLENOID, ITEM TYPE: DC SINGLE ACTING, SIZE: GL50E/86, PART NUMBER: GL050.516001, OEM DRAWING NUMBER: VP2155-502-A-005, EQPT MODEL: GL050.516001, EQPT MANUFACTURER: KENDRION, ADDITIONAL INFORMATION: 12VDC, 1.38A, IP30, S=10MM, QA/QC DOCUMENT REQUIRED: CO/CQ | GL050.516001 | 061-ME-001 | KENDRION | PC | 40564.524 | 1054677624 | 1 | 1054677624 |  | 0 |  | 0 | To replace for the failured part at Site
76 | 2021000836 | PANEL, ELECTRICAL, PARTS, VARISTOR, ITEM: SIOV-S10, PART NUMBER: 14736, OEM DRAWING NUMBER: VC2155-001-G-014, POSITION NUMBER: 2R001, 2R002, ITEM MODEL: SIOV-S10, EQPT MANUFACTURER: EPCOS, ADDITIONAL INFORMATION: 230V/100W, QA/QC DOCUMENT REQUIRED: CO/CQ | 14736 | 020-A-101 020-A-201 | EPCOS | PC | 2.06 | 53560 |  | 0 |  | 0 | 1 | 53560 | Spare part for Elevator to immidiately replacement during Catalyst Change Out at RHDS
77 | 2050800790 | ELEVATOR, PARTS, ITEM: GEAR, ITEM TYPE: GEAR WHEEL, SIZE: M=8, Z=15, D=60, B=85, PART NUMBER: 77021, OEM DRAWING NUMBER: VC2155-001-G-003 / 10011555, POSITION NUMBER: 3110(V) 1000H, EQPT MANUFACTURER: GEDA, QA/QC DOCUMENT REQUIRED: CO/CQ | 77021 | 020-A-101 020-A-201 | GEDA | PC | 3415.776 | 88810176 | 1 | 88810176 |  | 0 |  | 0 | Spare part for Elevator to immidiately replacement during Catalyst Change Out at RHDS
78 | 2000100931 | ELEVATOR, PARTS, ITEM: SEAL, ITEM TYPE: SHAFT SEAL, SIZE: 90X140X13, PART NUMBER: 77989, OEM DRAWING NUMBER: VC2155-001-G-003 / 10011555, POSITION NUMBER: 3100(V) 1000H, EQPT MANUFACTURER: GEDA, QA/QC DOCUMENT REQUIRED: CO/CQ | 77989 | 020-A-101 020-A-201 | GEDA | PC | 164.7333 | 4283066.6667 | 2 | 8566133.3333 |  | 0 |  | 0 | Spare part for Elevator to immidiately replacement during Catalyst Change Out at RHDS
79 | 2050800786 | ELEVATOR, PARTS, ITEM: GEAR, ITEM TYPE: GEAR WHEEL, SIZE: M=8, Z=16, PART NUMBER: 77386, OEM DRAWING NUMBER: VC2155-001-G-003 / 1-060527 C, POSITION NUMBER: 1800 (V) 1000h, EQPT MANUFACTURER: GEDA, QA/QC DOCUMENT REQUIRED: CO/CQ | 77386 | 020-A-101 020-A-201 | GEDA | PC | 12828.816 | 333549216 |  | 0 | 1 | 333549216 |  | 0 | Spare part for Elevator to immidiately replacement during Catalyst Change Out at RHDS
80 | 2020700215 | VSD, MANUFACTURER: NORD, RATED POWER: 30kW, RATED VOLTAGE: 380/500V, PHASE: 3, FREQUENCY: 47-63 HZ, DEGREE OF PROTECTION: IP20, ADDITIONAL INFORMATION: P/N #: SK535E-302-340-A; (INCLUDED PROGRAMMING FOR INVERTER, ORDER NO. 275923000), QA/QC DOCUMENT REQUIRED: CO,CQ | SK535E-302-340-A | 022-A-002 | NORD | SET |  | 178157758.064 | 1 | 178157758.064 |  | 0 |  | 0 | To replace for the failured VSD at Site
81 | 2020711748 | RELAY, ELECTRICAL, MANUFACTURER: SCHNEIDER, MODEL: RSB2A080F7, RELAY FUNCTION: INTERFACE RELAY, CONFIGURATION, CONTACT: 2CO, RATED COIL VOLTAGE: 96-144 VAC, RATED FREQUENCY: 50/60HZ, QA/QC DOCUMENT REQUIRED: CO,CQ | RSB2A080F7 | 022-A-002 | SCHNEIDER | PC |  | 345802.6 | 1 | 345802.6 |  | 0 | 1 | 345802.6 | To keep spare part for emergency case
82 | 2020711760 | RELAY, ELECTRICAL, MANUFACTURER: SCHNEIDER, MODEL: RM17TA00, RELAY FUNCTION: MULTIFUNCTION CONTROL RELAY, CONFIGURATION, CONTACT: 1CO, RATED COIL VOLTAGE: 208-480 VAC, RATED FREQUENCY: 50/60HZ, QA/QC DOCUMENT REQUIRED: CO,CQ | RM17TA00 | 022-A-002 | SCHNEIDER | PC |  | 5054793.744 | 1 | 5054793.744 |  | 0 |  | 0 | To keep spare part for emergency case
83 | 2020711765 | CONTACTOR, ELECTRICAL, MANUFACTURER: SCHNEIDER, MODEL: LC1-D65F7, TYPE: POWER, RATED COIL VOLTAGE: 110 VAC, RATED CURRENT: 65A, RATED VOLTAGE(INSULATION): 690 VAC, CONFIGURATION, MAIN CONTACT: 1NO, CONFIGURATION, AUX CONTACT: 1NC, RATED FREQUENCY: 50-60HZ, QA/QC DOCUMENT REQUIRED: CO,CQ | LC1-D65F7 | 022-A-002 | SCHNEIDER | PC |  | 7226304.8 |  | 0 | 1 | 7226304.8 |  | 0 | To keep spare part for emergency case
84 | 2021011785 | RECTIFIER, MANUFACTURER: DIOTEC, MODEL: KBPC35006, TYPE: BRIDGE, INPUT VOLTAGE: 420VAC, OUTPUT VOLTAGE: 600VDC, RATED POWER: 21W, RATED CURRENT: 35A, QA/QC DOCUMENT REQUIRED: CO,CQ | KBPC35006 | 022-A-002 | DIOTEC | PC |  | 106390.856 | 1 | 106390.856 |  | 0 |  | 0 | To keep spare part for emergency case
85 | 2020555908 | MODULE, MANUFACTURER: UNITRONICS, MODEL/ PART NUMBER: EX-D16A3-RO8, FUNCTION: XL I/O EXPANSION MODULE DI16 A13/O8 RELAY, RATED VOLTAGE: 24 VDC, ADDITIONAL INFORMATION: (INCLUDED COMPLETE PLC VISION PROGRAMMING, ORDER NO. EX-D16A3-RO8), QA/QC DOCUMENT REQUIRED: CO,CQ | EX-D16A3-RO8 | 022-A-002 | UNITRONICS | PC |  | 79451863.92 | 1 | 79451863.92 |  | 0 | 1 | 79451863.92 | To keep spare part for emergency case
86 | 2020700216 | CONTROLLER, INDICATING, ELECTRONIC, MANUFACTURER: NORD, MODEL: SK-TU3-PAR, TYPE, CONTROLLER: FREQUENCY, POWER SUPPLY: 4.5-30 VDC, INGRESS PROTECTION: IP20, QA/QC DOCUMENT REQUIRED: CO,CQ | SK-TU3-PAR | 022-A-002 | NORD | PC |  | 12856229.672 | 1 | 12856229.672 |  | 0 |  | 0 | To keep spare part for emergency case
87 | 2021011767 | RESISTOR, RATED POWER: 0.25W, TOLERANCE: +/-5%, RESISTANCE: 680 OHM, ADDITIONAL INFORMATION: EQPT MANUFACTURER: STROS, EQPT PART: 3711456241950, QA/QC DOCUMENT REQUIRED: CO,CQ | 3711456241950 | 022-A-002 | STROS | PC |  | 26500.76 | 2 | 53001.52 |  | 0 |  | 0 | To keep spare part for emergency case
88 | 2060129972 | ELEVATOR, PASSENGER, PARTS, ITEM: ENCODER, INCREMENTAL, PART NUMBER: 8.5020.255E.1024, OEM DRAWING NUMBER: E168/EPB, POSITION NUMBER: JP (PAGE/SHEETS: 45/59), EQPT MODEL: EN81 - 1, EQPT MANUFACTURER: STROS, ADDITIONAL INFORMATION: MANUF: KUBLER; D=12, SAFETY LOCK, PUSH PULL 24VDC, 1024PPR, QA/QC DOCUMENT REQUIRED: CO,CQ | 8.5020.255E.1024 | 022-A-002 | STROS | PC |  | 38720842.16 | 1 | 38720842.16 |  | 0 | 1 | 38720842.16 | It was failure many time. Need to keep spare part available for immidiately replacement
89 | 2000101028 | RESISTOR, RATED POWER: 2W, TOLERANCE: +/-5%, RESISTANCE: 560 OHM, ADDITIONAL INFORMATION: EQPT MANUFACTURER: STROS, EQPT PART: 3711515303112, QA/QC DOCUMENT REQUIRED: CO,CQ | 3711515303112 | 022-A-002 | STROS | PC |  | 106390.856 | 2 | 212781.712 | 2 | 212781.712 |  | 0 | To keep spare part for emergency case
90 | 2060202060 | SWITCH, POSITION, MANUFACTURER: SCHNEIDER, MODEL: ZCMD37L5, SWITCH RATING: 250VAC/ 10A, MATERIAL, HOUSING: ZAMAK (A ZINC ALLOY), ARRANGEMENT, CONTACT: 2NC + 1NO, PROCESS CONNECTION: PRE-CABLED BODY/ CONTACT ASSEMBLIES, CONNECTION, ELECTRICAL: CABLE LENGTH: 5 METERS, INGRESS PROTECTION: IP66/67, ADDITIONAL INFORMATION: N/C CONTACT WITH POSITIVE OPENING OPERATION, QA/QC DOCUMENT REQUIRED: CO,CQ | ZCMD37L5 | 022-A-002 | SCHNEIDER | PC |  | 3957662.28 | 1 | 3957662.28 |  | 0 | 1 | 3957662.28 | To keep spare part for emergency case
91 | 2000101029 | CIRCUIT BREAKER, TYPE: MOTOR CIRCUIT BREAKER, POLES: 3P, RATED VOLTAGE: 690VAC, RATED CURRENT: 1 - 1.6A, FRAME SIZE: GV2-RT06, ADDITIONAL INFORMATION: MANUF: SCHNEIDER, QA/QC DOCUMENT REQUIRED: CO,CQ | GV2-RT06 | 022-A-002 | SCHNEIDER | PC |  | 3352152.232 |  | 0 | 1 | 3352152.232 |  | 0 | To keep spare part for emergency case
92 | 2000101030 | MOTOR, ELECTRIC, TYPE OF MOTOR: 132M/4 BRE100 HL RG TF, RATED VOLTAGE: 230/400 VAC, RATED FREQUENCY: 50 HZ, PHASE: 3 PH, RATED OUTPUT: 7.5 KW, NUMBER OF POLES: 4, RATED SPEED: 1445, FRAME SIZE: 132M/4, METHOD OF MOUNTING: FLANGE MOUNTED, INGRESS PROTECTION: IP55, TYPE OF PROTECTION: IEC 60079-14, ADDITIONAL INFORMATION: (INCLUDING PREPARATION FOR ENCODER 8.5020.255E.1024), MANUFACTURER: NORD DRIVESYSTEMS, QA/QC DOCUMENT REQUIRED: CO,CQ | 132M/4 BRE100 HL RG TF | 022-A-002 | NORD | PC |  | 603228397.2 |  | 0 | 1 | 603228397.2 |  | 0 | To keep spare part for emergency case
93 | 2000101031 | ELEVATOR, PASSENGER, PARTS, ITEM: COMPLETE BRAKE RESISTORS BANK, PART NUMBER: 1815757, OEM DRAWING NUMBER: E168/EPB, POSITION NUMBER: RB (PAGE/SHEETS: 48/59), EQPT MODEL: EN81 - 1, EQPT MANUFACTURER: STROS, ADDITIONAL INFORMATION: BRAKE RESISTORS 20KW+ EMERGENCY LOWERING, EL.S 1815757, 16X25.5Ω 2.0KW, QA/QC DOCUMENT REQUIRED: CO,CQ | 1815757 | 022-A-002 | STROS | PC |  | 163174874.72 |  | 0 | 1 | 163174874.72 |  | 0 | To keep spare part for emergency case
94 | 2020522277 | ELEVATOR, PASSENGER, PARTS, ITEM: SWITCH, ITEM TYPE: SWITCH, SAFETY, WITH BOW OPERATE, PART NUMBER: 99500006572, OEM DRAWING NUMBER: VP2155-502-A-005, EQPT MANUFACTURER: THYSSENKRUPP, QA/QC DOCUMENT REQUIRED: CO/CQ | 99500006572 | 061-ME-001 | THYSSENKRUPP | PC |  | 588.2353 |  | 0 |  | 0 | 1 | 588.2353
95 | 2060122260 | ELEVATOR, PASSENGER, PARTS, ITEM: MAGNET, ITEM TYPE: MAGNET, 12V, PART NUMBER: 0099530800, OEM DRAWING NUMBER: VP2155-502-A-005, EQPT MANUFACTURER: THYSSENKRUPP, QA/QC DOCUMENT REQUIRED: CO/CQ | 0099530800 | 061-ME-001 | THYSSENKRUPP | PC |  | 658.5882 |  | 0 | 1 | 658.5882 |  | 0
96 | 2060122262 | ELEVATOR, PASSENGER, PARTS, ITEM: SWITCH, ITEM TYPE: SWITCH, MAGNETIC/REED, M8 THREAD, 1S, SENSOR, PART NUMBER: 99500009327, OEM DRAWING NUMBER: VP2155-502-A-005, EQPT MANUFACTURER: THYSSENKRUPP, QA/QC DOCUMENT REQUIRED: CO/CQ | 99500009327 | 061-ME-001 | THYSSENKRUPP | PC | 588 | 15288000 | 1 | 15288000 |  | 0 | 1 | 15288000
97 | 2060122263 | ELEVATOR, PASSENGER, PARTS, ITEM: SWITCH, ITEM TYPE: SWITCH, PROXIMITY, MAGNETIC, 1W, 15 WD, PART NUMBER: 6557036010, OEM DRAWING NUMBER: VP2155-502-A-005, EQPT MANUFACTURER: THYSSENKRUPP, QA/QC DOCUMENT REQUIRED: CO/CQ | 6557036010 | 061-ME-001 | THYSSENKRUPP | PC |  | 588.2353 |  | 0 |  | 0 | 2 | 1176.4706
98 | 2060122264 | ELEVATOR, PASSENGER, PARTS, ITEM: SWITCH, ITEM TYPE: SWITCH, BISTABLE/MAGNETIC, 2 POLE, 3.5M, PART NUMBER: 6557005010, OEM DRAWING NUMBER: VP2155-502-A-005, EQPT MANUFACTURER: THYSSENKRUPP, QA/QC DOCUMENT REQUIRED: CO/CQ | 6557005010 | 061-ME-001 | THYSSENKRUPP | PC |  | 588.2353 |  | 0 |  | 0 | 2 | 1176.4706
99 | 2060122265 | ELEVATOR, PASSENGER, PARTS, ITEM: SWITCH, ITEM TYPE: SWITCH, BISTABLE/MAGNETIC, 2 POLE, 8M, PART NUMBER: 6557018010, OEM DRAWING NUMBER: VP2155-502-A-005, EQPT MANUFACTURER: THYSSENKRUPP, QA/QC DOCUMENT REQUIRED: CO/CQ | 6557018010 | 061-ME-001 | THYSSENKRUPP | PC |  | 588.2353 |  | 0 |  | 0 | 2 | 1176.4706
100 | 2060122273 | ELEVATOR, PASSENGER, PARTS, ITEM: SWITCH, ITEM TYPE: SWITCH, SAFETY, 1NO 1NC CONTACT, W.RA. VAR., PART NUMBER: 0099216220, OEM DRAWING NUMBER: VP2155-502-A-005, EQPT MANUFACTURER: THYSSENKRUPP, QA/QC DOCUMENT REQUIRED: CO/CQ | 0099216220 | 061-ME-001 | THYSSENKRUPP | PC |  | 588.2353 |  | 0 |  | 0 | 2 | 1176.4706
101 | 2060122274 | ELEVATOR, PASSENGER, PARTS, ITEM: SWITCH, ITEM TYPE: SWITCH, SAFETY, 1NO 1NC CONTACT, LOCKING W.RA., PART NUMBER: 0099257080, OEM DRAWING NUMBER: VP2155-502-A-005, EQPT MANUFACTURER: THYSSENKRUPP, QA/QC DOCUMENT REQUIRED: CO/CQ | 0099257080 | 061-ME-001 | THYSSENKRUPP | PC |  | 588.2353 |  | 0 |  | 0 | 2 | 1176.4706
102 | 2060122275 | ELEVATOR, PASSENGER, PARTS, ITEM: SWITCH, ITEM TYPE: SWITCH, SAFETY, 1NO 1NC CONTACT, ROLLER ARM RV, PART NUMBER: 99500009586, OEM DRAWING NUMBER: VP2155-502-A-005, EQPT MANUFACTURER: THYSSENKRUPP, QA/QC DOCUMENT REQUIRED: CO/CQ | 99500009586 | 061-ME-001 | THYSSENKRUPP | PC |  | 588.2353 |  | 0 |  | 0 | 2 | 1176.4706
103 | 2060122290 | ELEVATOR, PASSENGER, PARTS, ITEM: MODULE, ITEM TYPE: MODULE, 125A, AY MOUNTING HSR2, PART NUMBER: 66200009236_L, OEM DRAWING NUMBER: VP2155-502-A-005, EQPT MANUFACTURER: THYSSENKRUPP, QA/QC DOCUMENT REQUIRED: CO/CQ | 66200009236_L | 061-ME-001 043-Y-001 | THYSSENKRUPP | PC | 1154.1402 | 30007646.1176 | 1 | 30007646.1176 | 1 | 30007646.1176 | 2 | 60015292.2353
104 | 2060122294 | ELEVATOR, PASSENGER, PARTS, ITEM: BOARD, ITEM TYPE: BOARD, PRINTED CIRCUIT, AY, 136MM TWIN ARROWS MA10 RED, PART NUMBER: 65600001175, OEM DRAWING NUMBER: VP2155-502-A-005, EQPT MANUFACTURER: THYSSENKRUPP, QA/QC DOCUMENT REQUIRED: CO/CQ | 65600001175 | 061-ME-001 | THYSSENKRUPP | PC |  | 945 |  | 0 |  | 0 | 1 | 945
105 | 2060122296 | ELEVATOR, PASSENGER, PARTS, ITEM: BOARD, ITEM TYPE: BOARD, PRINTED CIRCUIT, AY, HSD1, PART NUMBER: 66200009288, OEM DRAWING NUMBER: VP2155-502-A-005, EQPT MANUFACTURER: THYSSENKRUPP, QA/QC DOCUMENT REQUIRED: CO/CQ | 66200009288 | 061-ME-001 | THYSSENKRUPP | PC |  | 945 |  | 0 |  | 0 | 1 | 945
106 | 2060122309 | ELEVATOR, PASSENGER, PARTS, ITEM: BOARD, ITEM TYPE: BOARD, PRINTED CIRCUIT, AY, RSF2 SYNERGY, PART NUMBER: 65190009206_L, OEM DRAWING NUMBER: VP2155-502-A-005, EQPT MANUFACTURER: THYSSENKRUPP, QA/QC DOCUMENT REQUIRED: CO/CQ | 65190009206_L | 061-ME-001 | THYSSENKRUPP | PC |  | 945 |  | 0 |  | 0 | 1 | 945
107 | 2060122313 | ELEVATOR, PASSENGER, PARTS, ITEM: BOARD, ITEM TYPE: BOARD, PRINTED CIRCUIT, AY, TF1 PHONE CARD, PART NUMBER: 6519031660, OEM DRAWING NUMBER: VP2155-502-A-005, EQPT MANUFACTURER: THYSSENKRUPP, QA/QC DOCUMENT REQUIRED: CO/CQ | 6519031660 | 061-ME-001 | THYSSENKRUPP | PC |  | 945 |  | 0 |  | 0 | 1 | 945
108 | 2060122315 | ELEVATOR, PASSENGER, PARTS, ITEM: SWITCH, ITEM TYPE: SWITCH, AY, IP54 ENCLOSURE, WITH BRIDGE, PART NUMBER: 99000001196, OEM DRAWING NUMBER: VP2155-502-A-005, EQPT MANUFACTURER: THYSSENKRUPP, QA/QC DOCUMENT REQUIRED: CO/CQ | 99000001196 | 061-ME-001 | THYSSENKRUPP | PC |  | 588.2353 |  | 0 | 1 | 588.2353 |  | 0
109 | 2070322259 | ELEVATOR, PASSENGER, PARTS, ITEM: CURTAIN, ITEM TYPE: CURTAIN, LIGHT, TRANSMITTER/RECIEVER, PART NUMBER: 99500011085, OEM DRAWING NUMBER: VP2155-502-A-005, EQPT MANUFACTURER: THYSSENKRUPP, QA/QC DOCUMENT REQUIRED: CO/CQ | 99500011085 | 061-ME-001 | THYSSENKRUPP | PC |  | 117.6471 |  | 0 | 1 | 117.6471 |  | 0
110 | TBU | ELEVATOR, PASSENGER, PARTS, ITEM: SWITCH, ITEM TYPE: PUSHBUTTON SWITCH; 230VAC; 16A; FOR DIN RAIL MOUNTING, MANUFACTURER PART NUMBER: SVN351, HAGER, PART NUMBER: SVN351, OEM DRAWING NUMBER: VP2155-502-A-005, EQPT MANUFACTURER: HAGER, QA/QC DOCUMENT REQUIRED: CO/CQ | SVN351 | 061-ME-001 | THYSSENKRUPP | PC |  |  |  | 0 | 1 | 0 |  | 0
111 | TBU | ELEVATOR, PASSENGER, PARTS, ITEM: CIRCUIT BREAKER, ITEM TYPE: MINI CIRCUIT BREAKER,PART NUMBER: S201-K4, 1-POLES, 4 AMPS, 480Y/277 VAC, K-TRIP CURVE, 6 KA, ABB, PART NUMBER: S201-K4, OEM DRAWING NUMBER: VP2155-502-A-005, EQPT MANUFACTURER: ABB, QA/QC DOCUMENT REQUIRED: CO/CQ | S201-K4 | 061-ME-001 | HAGER | PC |  |  |  | 0 |  | 0 | 1 | 0
112 | 2000101114 | ELEVATOR, PASSENGER, PARTS, ITEM: SWITCH, ITEM TYPE: ISOLATOR SWITCH, KFD2-SR2-EX2.W, P/N: 132960, PART NUMBER: 132960, OEM DRAWING NUMBER: VP2155-502-A-005, EQPT MANUFACTURER: PEPPERL +FUCHS, QA/QC DOCUMENT REQUIRED: CO/CQ | 132960 | 061-ME-001 | ABB | PC |  |  |  | 0 | 1 | 0 | 1 | 0
113 | TBU | ELEVATOR, PASSENGER, PARTS, ITEM: TRANSFORMER , ITEM TYPE: TRANSFORMER B0211105, 65410002779, 400V/24V, 0.18AAC/4ADC , PART NUMBER: 65410002779, OEM DRAWING NUMBER: VP2155-502-A-005, EQPT MANUFACTURER: BLOCK, QA/QC DOCUMENT REQUIRED: CO/CQ | 65410002779 | 061-ME-001 | PEPPERL+FUCHS | PC |  |  |  | 0 |  | 0 | 1 | 0
114 | TBU | ELEVATOR, PASSENGER, PARTS, ITEM: RELAY, ITEM TYPE: VOLTAGE MONITORING RELAY E1PF400VSY01, PART NUMBER: E1PF400VSY01, OEM DRAWING NUMBER: VP2155-502-A-005, EQPT MANUFACTURER: TELE, QA/QC DOCUMENT REQUIRED: CO/CQ | E1PF400VSY01 | 061-ME-001 | BLOCK | PC |  |  |  | 0 | 1 | 0 | 1 | 0
115 | TBU | ELEVATOR, PASSENGER, PARTS, ITEM: CHOKE, ITEM TYPE: COMMUTATING CHOKE 3X0,43MH 34A, PART NUMBER: 1753445011, OEM DRAWING NUMBER: VP2155-502-A-005, EQPT MANUFACTURER: THYSSENKRUPP, QA/QC DOCUMENT REQUIRED: CO/CQ | 1753445011 | 061-ME-001 | TELE | PC |  |  |  | 0 |  | 0 | 1 | 0
116 | TBU | ELEVATOR, PASSENGER, PARTS, ITEM: SWITCH, ITEM TYPE: PROTECTIVE MOTOR SWITCH GV2-MEO4, PART NUMBER: 0099522300, OEM DRAWING NUMBER: VP2155-502-A-005, EQPT MANUFACTURER: THYSSENKRUPP, QA/QC DOCUMENT REQUIRED: CO/CQ | 0099522300 | 061-ME-001 | THYSSENKRUPP | PC |  |  |  | 0 |  | 0 | 1 | 0
117 | 2020500043 | ELEVATOR, PASSENGER, PARTS, ITEM: SWITCH, ITEM TYPE: PROXIMITY SWITCH, PART NUMBER: 0099207600, OEM DRAWING NUMBER: VP2155-502-A-005, EQPT MANUFACTURER: THYSSENKRUPP, QA/QC DOCUMENT REQUIRED: CO/CQ | 0099207600 | 061-ME-001 043-Y-001 | THYSSENKRUPP | PC | 362.7451 | 9431372.549 |  | 0 | 1 | 9431372.549 |  | 0
118 | 2020500044 | ELEVATOR, PASSENGER, PARTS, ITEM: SWITCH, ITEM TYPE: PROXIMITY SWITCH INDUKTIV 2WIRES GW15, PART NUMBER: 65570009203, OEM DRAWING NUMBER: VP2155-502-A-005, EQPT MANUFACTURER: THYSSENKRUPP, QA/QC DOCUMENT REQUIRED: CO/CQ | 65570009203 | 061-ME-001 043-Y-001 | THYSSENKRUPP | PC | 1511.7647 | 39305882.3529 |  | 0 | 1 | 39305882.3529 |  | 0
119 | TBU | ELEVATOR, PASSENGER, PARTS, ITEM: POWER PACK, ITEM TYPE: POWER PACK POWER-RAIL KFD2-EB2, PART NUMBER: 0099209600, OEM DRAWING NUMBER: VP2155-502-A-005, EQPT MANUFACTURER: THYSSENKRUPP, QA/QC DOCUMENT REQUIRED: CO/CQ | 0099209600 | 061-ME-001 | THYSSENKRUPP | PC |  |  |  | 0 |  | 0 | 1 | 0
120 | 2060118733 | ELEVATOR, PASSENGER, PARTS, ITEM: SAFETY RELAIS , ITEM TYPE: SAFETY RELAIS 2CHANEL 3NO+1NC CONTACTS, PART NUMBER: 99500010613, OEM DRAWING NUMBER: VP2155-502-A-005, EQPT MANUFACTURER: THYSSENKRUPP, QA/QC DOCUMENT REQUIRED: CO/CQ | 99500010613 | 061-ME-001 043-Y-001 | THYSSENKRUPP | PC | 666.3627 | 17325431.3725 |  | 0 | 1 | 17325431.3725 | 1 | 17325431.3725
121 | TBU | ELEVATOR, PASSENGER, PARTS, ITEM: BREAKER, ITEM TYPE: BREAKER NH00 3POL 690VAC, PART NUMBER: 99500012147, OEM DRAWING NUMBER: VP2155-502-A-005, EQPT MANUFACTURER: THYSSENKRUPP, QA/QC DOCUMENT REQUIRED: CO/CQ | 99500012147 | 061-ME-001 | THYSSENKRUPP | PC |  |  |  | 0 |  | 0 | 1 | 0
122 | TBU | ELEVATOR, PASSENGER, PARTS, ITEM: GUIDE RAIL, ITEM TYPE: AY GUIDE RAIL FOR DOOR PANEL S8 K8 A, PART NUMBER: 60900009405, OEM DRAWING NUMBER: VP2155-502-A-005, EQPT MANUFACTURER: THYSSENKRUPP, QA/QC DOCUMENT REQUIRED: CO/CQ | 60900009405 | 061-ME-001 | THYSSENKRUPP | PC |  |  |  | 0 |  | 0 | 1 | 0
123 | TBU | ELEVATOR, PASSENGER, PARTS, ITEM: POWER PACK , ITEM TYPE: AY POWER PACK 230V/15V 2A HAT-TYPE RAIL, PART NUMBER: 99500007388, OEM DRAWING NUMBER: VP2155-502-A-005, EQPT MANUFACTURER: THYSSENKRUPP, QA/QC DOCUMENT REQUIRED: CO/CQ | 99500007388 | 061-ME-001 | THYSSENKRUPP | PC |  |  |  | 0 |  | 0 | 1 | 0
124 | TBU | ELEVATOR, PASSENGER, PARTS, ITEM: CONTROLLER, ITEM TYPE: AY SPEED CONTROLLER F4, PART NUMBER: 65320009206, OEM DRAWING NUMBER: VP2155-502-A-005, EQPT MANUFACTURER: THYSSENKRUPP, QA/QC DOCUMENT REQUIRED: CO/CQ | 65320009206 | 061-ME-001 | THYSSENKRUPP | PC |  |  |  | 0 |  | 0 | 2 | 0
125 | 2060118835 | ELEVATOR, PASSENGER, PARTS, ITEM: GUIDE RAIL, ITEM TYPE: AY GUIDE RAIL FOR DOOR PANEL S8 K8 A, PART NUMBER: 6090 000 9405, OEM DRAWING NUMBER: VP2155-502-A-005, EQPT MANUFACTURER: THYSSENKRUPP, QA/QC DOCUMENT REQUIRED: CO/CQ | 6090 000 9405 | 061-ME-001 043-Y-001 | THYSSENKRUPP | PC | 116.1176 | 3019058.8235 |  | 0 |  | 0 | 1 | 3019058.8235
126 | TBU | ELEVATOR, PASSENGER, PARTS, ITEM: EMERGENCY UNLOCKING, ITEM TYPE: AY EMERGENCY UNLOCKING DEVICE M2T S8 A L, PART NUMBER: 60940009324, OEM DRAWING NUMBER: VP2155-502-A-005, EQPT MANUFACTURER: THYSSENKRUPP, QA/QC DOCUMENT REQUIRED: CO/CQ | 60940009324 | 061-ME-001 | THYSSENKRUPP | PC |  |  |  | 0 |  | 0 | 2 | 0
127 | 2060118728 | ELEVATOR, PASSENGER, PARTS, ITEM: FUSE, ITEM TYPE: NH FUSE 00 50 GL500 WS, PART NUMBER: 5102690, OEM DRAWING NUMBER: VP2155-502-A-005, EQPT MANUFACTURER: THYSSENKRUPP, QA/QC DOCUMENT REQUIRED: CO/CQ | 5102690 | 061-ME-001 043-Y-001 | THYSSENKRUPP | PC | 47.31 | 1230060 |  | 0 | 3 | 3690180 | 3 | 3690180
128 | 2060122281 | ELEVATOR, PASSENGER, PARTS, ITEM: FUSE, ITEM TYPE: FUSE 2A 5X20, PART NUMBER: 5100970, OEM DRAWING NUMBER: VP2155-502-A-005, EQPT MANUFACTURER: THYSSENKRUPP, QA/QC DOCUMENT REQUIRED: CO/CQ | 5100970 | 061-ME-001 | THYSSENKRUPP | PC | 47.31 | 1230060 |  | 0 | 1 | 1230060 | 1 | 1230060
129 | TBU | ELEVATOR, PASSENGER, PARTS, ITEM: AMPLIFIER, ITEM TYPE: ISOLATING AMPLIFIER, PART NUMBER: 6557037010, OEM DRAWING NUMBER: VP2155-502-A-005, EQPT MANUFACTURER: THYSSENKRUPP, QA/QC DOCUMENT REQUIRED: CO/CQ | 6557037010 | 061-ME-001 | THYSSENKRUPP | PC |  |  |  | 0 | 1 | 0 | 1 | 0
130 | 2020522276 | ELEVATOR, PASSENGER, PARTS, ITEM:SWITCH, ITEM TYPE: SWITCH SAFETY WITH END PLUNGER, PART NUMBER:99500009351, OEM DRAWING NUMBER: VP2155-502-A-005, EQPT MANUFACTURER: THYSSENKRUPP, QA/QC DOCUMENT REQUIRED: CO/CQ | 99500009351 | 061-ME-001 | THYSSENKRUPP | PC | 588.2353 | 15294117.6471 |  | 0 | 1 | 15294117.6471 | 1 | 15294117.6471
131 | 2020718713 | ELEVATOR, PASSENGER, PARTS, ITEM:RELAY, ITEM TYPE:RELAY 24VDC COIL 2S 2OE CONTACTOR, PART NUMBER: 6570068010, OEM DRAWING NUMBER: VP2155-502-A-005, EQPT MANUFACTURER: THYSSENKRUPP, QA/QC DOCUMENT REQUIRED: CO/CQ | 6570068010 | 061-ME-001 043-Y-001 | THYSSENKRUPP | PC | 23.598 | 613548.0107 |  | 0 | 1 | 613548.0107 | 1 | 613548.0107
132 | 2021018732 | ELEVATOR, PASSENGER, PARTS, ITEM:SUPPRESSOR, ITEM TYPE:SUPPRESSOR RC CIRCUIT 110 TO 240VAC, PART NUMBER: 99500001973, OEM DRAWING NUMBER: VP2155-502-A-005, EQPT MANUFACTURER: THYSSENKRUPP, QA/QC DOCUMENT REQUIRED: CO/CQ | 99500001973 | 061-ME-001 043-Y-001 | THYSSENKRUPP | PC | 12.0784 | 314039.2157 |  | 0 | 1 | 314039.2157 |  | 0
133 | 2021222283 | ELEVATOR, PASSENGER, PARTS, ITEM:STATION, ITEM TYPE:STATION ENGINE ROOM CALL STATION, PART NUMBER:0099131030, OEM DRAWING NUMBER: VP2155-502-A-005, EQPT MANUFACTURER: THYSSENKRUPP, QA/QC DOCUMENT REQUIRED: CO/CQ | 0099131030 | 061-ME-001 | THYSSENKRUPP | PC | 213.9608 | 5562980.3922 |  | 0 | 1 | 5562980.3922 | 1 | 5562980.3922
134 | 2021222284 | ELEVATOR, PASSENGER, PARTS, ITEM:STATION, ITEM TYPE:STATION CALL/INTERCOM, PART NUMBER:0099135030, OEM DRAWING NUMBER: VP2155-502-A-005, EQPT MANUFACTURER: THYSSENKRUPP, QA/QC DOCUMENT REQUIRED: CO/CQ | 0099135030 | 061-ME-001 | THYSSENKRUPP | PC | 213.9608 | 5562980.3922 |  | 0 | 1 | 5562980.3922 | 1 | 5562980.3922
135 | 2060118716 | ELEVATOR, PASSENGER, PARTS, ITEM:BELT, ITEM TYPE:BELT, V, 8-PJ559, 559MM OC, POLY-V 8 RIBBED, PART NUMBER:5640240, OEM DRAWING NUMBER: VP2155-502-A-005, EQPT MANUFACTURER: THYSSENKRUPP, QA/QC DOCUMENT REQUIRED: CO/CQ | 5640240 | 061-ME-001 043-Y-001 | THYSSENKRUPP | PC | 5.8953 | 153277.6471 |  | 0 | 1 | 153277.6471 |  | 0
136 | 2060118718 | ELEVATOR, PASSENGER, PARTS, ITEM:CONTACTOR, ITEM TYPE:CONTACTOR, POWER, 230VAC, 32A, 3H, 1S, 1OE CONTACT ARRANGEMENT, PART NUMBER:99500001916, OEM DRAWING NUMBER: VP2155-502-A-005, EQPT MANUFACTURER: THYSSENKRUPP, QA/QC DOCUMENT REQUIRED: CO/CQ | 99500001916 | 061-ME-001 043-Y-001 | THYSSENKRUPP | PC | 161.26 | 4192760 |  | 0 | 1 | 4192760 |  | 0
137 | 2060118719 | ELEVATOR, PASSENGER, PARTS, ITEM:CONTACTOR, ITEM TYPE:CONTACTOR, POWER, 230VAC, 9A, 3H, 1S, 1OE CONTACT ARRANGEMENT, PART NUMBER:99000001801, OEM DRAWING NUMBER: VP2155-502-A-005, EQPT MANUFACTURER: THYSSENKRUPP, QA/QC DOCUMENT REQUIRED: CO/CQ | 99000001801 | 061-ME-001 043-Y-001 | THYSSENKRUPP | PC | 161.26 | 4192760 |  | 0 | 1 | 4192760 |  | 0
138 | 2060118720 | ELEVATOR, PASSENGER, PARTS, ITEM:CONTACTOR, ITEM TYPE:CONTACTOR, POWER, 230VAC, 40A, 3H, 1S, 1OE CONTACT ARRANGEMENT, PART NUMBER:99500010015, OEM DRAWING NUMBER: VP2155-502-A-005, EQPT MANUFACTURER: THYSSENKRUPP, QA/QC DOCUMENT REQUIRED: CO/CQ | 99500010015 | 061-ME-001 043-Y-001 | THYSSENKRUPP | PC | 161.26 | 4192760 |  | 0 | 1 | 4192760 | 1 | 4192760
139 | 2060118723 | ELEVATOR, PASSENGER, PARTS, ITEM:SWITCH, ITEM TYPE:SWITCH, PROXIMITY SWITCH, 8.2 VDC, NJ4-12GK-N-5M, PART NUMBER:106415, OEM DRAWING NUMBER: VP2155-502-A-005, EQPT MANUFACTURER: PEPPERL+FUCHS, QA/QC DOCUMENT REQUIRED: CO/CQ | 106415 | 061-ME-001 043-Y-001 | THYSSENKRUPP | PC | 588.2353 | 15294117.6471 |  | 0 | 1 | 15294117.6471 | 1 | 15294117.6471
140 | 2060118724 | ELEVATOR, PASSENGER, PARTS, ITEM:SWITCH, ITEM TYPE:SWITCH, PROXIMITY, 8.2 VDC, SJ10-N-5M, PART NUMBER:106611, OEM DRAWING NUMBER: VP2155-502-A-005, EQPT MANUFACTURER: PEPPERL+FUCHS, QA/QC DOCUMENT REQUIRED: CO/CQ | 106611 | 061-ME-001 043-Y-001 | PEPPERL+FUCHS | PC | 588.2353 | 15294117.6471 |  | 0 | 1 | 15294117.6471 |  | 0
141 | 2060118725 | ELEVATOR, PASSENGER, PARTS, ITEM:SWITCH, ITEM TYPE:SWITCH, PROXIMITY, 5 TO 25VDC, 1.5KHZ SWITCHING FREQUENCY, PART NUMBER:0099204600, OEM DRAWING NUMBER: VP2155-502-A-005, EQPT MANUFACTURER: THYSSENKRUPP, QA/QC DOCUMENT REQUIRED: CO/CQ | 0099204600 | 061-ME-001 | PEPPERL+FUCHS | PC | 588.2353 | 15294117.6471 |  | 0 | 1 | 15294117.6471 | 1 | 15294117.6471
142 | 2060118729 | ELEVATOR, PASSENGER, PARTS, ITEM:RELAY, ITEM TYPE:RELAY, PH MONITOR, 1/3PH, 1NC, 1C CONTACT ARRANGEMENT, 3 PHASE, PHASE MONITOR RELAY, PART NUMBER:99500001125, OEM DRAWING NUMBER: VP2155-502-A-005, EQPT MANUFACTURER: THYSSENKRUPP, QA/QC DOCUMENT REQUIRED: CO/CQ | 99500001125 | 061-ME-001 043-Y-001 | THYSSENKRUPP | PC | 23.598 | 613548.0107 |  | 0 | 1 | 613548.0107 |  | 0
143 | 2060118736 | ELEVATOR, PASSENGER, PARTS, ITEM:BREAKER, ITEM TYPE:BREAKER, CIRCUIT, 690VAC, 3P, NH00, PART NUMBER:0099723030, OEM DRAWING NUMBER: VP2155-502-A-005, EQPT MANUFACTURER: THYSSENKRUPP, QA/QC DOCUMENT REQUIRED: CO/CQ | 0099723030 | 061-ME-001 043-Y-001 | THYSSENKRUPP | PC | 205.7 | 5348200 |  | 0 |  | 0 | 1 | 5348200
144 | 2060118737 | ELEVATOR, PASSENGER, PARTS, ITEM:RELAY, ITEM TYPE:RELAY, IMPULSE, 230/240VAC, 2NO 2NC, PART NUMBER:0099256080, OEM DRAWING NUMBER: VP2155-502-A-005, EQPT MANUFACTURER: THYSSENKRUPP, QA/QC DOCUMENT REQUIRED: CO/CQ | 0099256080 | 061-ME-001 043-Y-001 | THYSSENKRUPP | PC | 23.598 | 613548.0107 |  | 0 | 1 | 613548.0107 |  | 0
145 | 2060118738 | ELEVATOR, PASSENGER, PARTS, ITEM:SWITCH, ITEM TYPE:SWITCH, PUSHBUTTON, 24VDC 200MA, BRAKE CONTROL, IP65 ENCLOSURE, PART NUMBER:0099216070, OEM DRAWING NUMBER: VP2155-502-A-005, EQPT MANUFACTURER: THYSSENKRUPP, QA/QC DOCUMENT REQUIRED: CO/CQ | 0099216070 | 061-ME-001 043-Y-001 | THYSSENKRUPP | PC | 588.2353 | 15294117.6471 |  | 0 |  | 0 | 1 | 15294117.6471
146 | 2060118739 | ELEVATOR, PASSENGER, PARTS, ITEM:SWITCH, ITEM TYPE:SWITCH, PUSHBUTTON, 250VAC 16A, 10E, 1S, PART NUMBER:0099210190, OEM DRAWING NUMBER: VP2155-502-A-005, EQPT MANUFACTURER: THYSSENKRUPP, QA/QC DOCUMENT REQUIRED: CO/CQ | 0099210190 | 061-ME-001 043-Y-001 | THYSSENKRUPP | PC | 588.2353 | 15294117.6471 |  | 0 |  | 0 | 1 | 15294117.6471
147 | 2060118748 | ELEVATOR, PASSENGER, PARTS, ITEM:BOLT, ITEM TYPE:BOLT, AY HOOK, PART NUMBER:60900009622, OEM DRAWING NUMBER: VP2155-502-A-005, EQPT MANUFACTURER: THYSSENKRUPP, QA/QC DOCUMENT REQUIRED: CO/CQ | 60900009622 | 061-ME-001 043-Y-001 | THYSSENKRUPP | PC | 1.8196 | 47309.8039 |  | 0 |  | 0 | 1 | 47309.8039
148 | 2060118749 | ELEVATOR, PASSENGER, PARTS, ITEM:BOLT, ITEM TYPE:BOLT, AY HOOK, PART NUMBER:60940009321, OEM DRAWING NUMBER: VP2155-502-A-005, EQPT MANUFACTURER: THYSSENKRUPP, QA/QC DOCUMENT REQUIRED: CO/CQ | 60940009321 | 061-ME-001 043-Y-001 | THYSSENKRUPP | PC | 1.8196 | 47309.8039 |  | 0 |  | 0 | 1 | 47309.8039
149 | 2060118750 | ELEVATOR, PASSENGER, PARTS, ITEM:BOARD, ITEM TYPE:BOARD, PRINTED CIRCUIT, AY, HDI3, PART NUMBER:66200009254_L , OEM DRAWING NUMBER: VP2155-502-A-005, EQPT MANUFACTURER: THYSSENKRUPP, QA/QC DOCUMENT REQUIRED: CO/CQ | 66200009254_L | 061-ME-001 043-Y-001 | THYSSENKRUPP | PC | 945 | 24570000 |  | 0 | 1 | 24570000 |  | 0
150 | 2060118751 | ELEVATOR, PASSENGER, PARTS, ITEM:BOARD, ITEM TYPE:BOARD, PRINTED CIRCUIT, AY, HSR2 CPI48, PART NUMBER:66200003141, OEM DRAWING NUMBER: VP2155-502-A-005, EQPT MANUFACTURER: THYSSENKRUPP, QA/QC DOCUMENT REQUIRED: CO/CQ | 66200003141 | 061-ME-001 043-Y-001 | THYSSENKRUPP | PC | 945 | 24570000 | 1 | 24570000 | 1 | 24570000 |  | 0
151 | 2060118752 | ELEVATOR, PASSENGER, PARTS, ITEM:BOARD, ITEM TYPE:BOARD, PRINTED CIRCUIT, AY, HZK, PART NUMBER:1830445435, OEM DRAWING NUMBER: VP2155-502-A-005, EQPT MANUFACTURER: THYSSENKRUPP, QA/QC DOCUMENT REQUIRED: CO/CQ | 1830445435 | 061-ME-001 043-Y-001 | THYSSENKRUPP | PC | 945 | 24570000 |  | 0 | 1 | 24570000 |  | 0
152 | 2060118755 | ELEVATOR, PASSENGER, PARTS, ITEM:CONTROLLER, ITEM TYPE:CONTROLLER, DECELERATION, MB2.2, PART NUMBER:6510008680, OEM DRAWING NUMBER: VP2155-502-A-005, EQPT MANUFACTURER: THYSSENKRUPP, QA/QC DOCUMENT REQUIRED: CO/CQ | 6510008680 | 061-ME-001 043-Y-001 | THYSSENKRUPP | PC | 507.7684 | 13201979.2157 |  | 0 | 1 | 13201979.2157 |  | 0
153 | 2060118757 | ELEVATOR, PASSENGER, PARTS, ITEM:BOARD, ITEM TYPE:BOARD, PRINTED CIRCUIT, AY, MF3, PART NUMBER:65100009223, OEM DRAWING NUMBER: VP2155-502-A-005, EQPT MANUFACTURER: THYSSENKRUPP, QA/QC DOCUMENT REQUIRED: CO/CQ | 65100009223 | 061-ME-001 043-Y-001 | THYSSENKRUPP | PC | 945 | 24570000 |  | 0 | 1 | 24570000 |  | 0
154 | 2060118760 | ELEVATOR, PASSENGER, PARTS, ITEM:BOARD, ITEM TYPE:BOARD, PRINTED CIRCUIT, AY, MM, PART NUMBER:6510082680, OEM DRAWING NUMBER: VP2155-502-A-005, EQPT MANUFACTURER: THYSSENKRUPP, QA/QC DOCUMENT REQUIRED: CO/CQ | 6510082680 | 061-ME-001 043-Y-001 | THYSSENKRUPP | PC | 2257.2 | 58687200 |  | 0 | 1 | 58687200 |  | 0
155 | 2060118763 | ELEVATOR, PASSENGER, PARTS, ITEM:BOARD, ITEM TYPE:BOARD, PRINTED CIRCUIT, AY, 24V, MS2-KOMP, FLOOR MODULE, PART NUMBER:6510093680, OEM DRAWING NUMBER: VP2155-502-A-005, EQPT MANUFACTURER: THYSSENKRUPP, QA/QC DOCUMENT REQUIRED: CO/CQ | 6510093680 | 061-ME-001 043-Y-001 | THYSSENKRUPP | PC | 2257.2 | 58687200 |  | 0 | 1 | 58687200 |  | 0
156 | 2060118768 | ELEVATOR, PASSENGER, PARTS, ITEM:SENSOR, ITEM TYPE:SENSOR, AY BOARD TEMPERATURE/CPI, PART NUMBER:66200008884, OEM DRAWING NUMBER: VP2155-502-A-005, EQPT MANUFACTURER: THYSSENKRUPP, QA/QC DOCUMENT REQUIRED: CO/CQ | 66200008884 | 061-ME-001 043-Y-001 | THYSSENKRUPP | PC | 16712.5484 | 434526258.1961 |  | 0 | 1 | 434526258.1961 |  | 0
157 | 2060118769 | ELEVATOR, PASSENGER, PARTS, ITEM:BOARD, ITEM TYPE:BOARD, PRINTED CIRCUIT, AY, TMI2, PART NUMBER:66200006435_L, OEM DRAWING NUMBER: VP2155-502-A-005, EQPT MANUFACTURER: THYSSENKRUPP, QA/QC DOCUMENT REQUIRED: CO/CQ | 66200006435_L | 061-ME-001 043-Y-001 | THYSSENKRUPP | PC | 2257.2 | 58687200 |  | 0 | 1 | 58687200 |  | 0
158 | 2060118797 | ELEVATOR, PASSENGER, PARTS, ITEM:MAGNET, ITEM TYPE:MAGNET, OXID 380, PART NUMBER:0099208250, OEM DRAWING NUMBER: VP2155-502-A-005, EQPT MANUFACTURER: THYSSENKRUPP, QA/QC DOCUMENT REQUIRED: CO/CQ | 99208250 | 061-ME-001 043-Y-001 | THYSSENKRUPP | PC | 658.5882 | 17123294.1176 |  | 0 | 1 | 17123294.1176 |  | 0
159 | 2060118849 | ELEVATOR, PASSENGER, PARTS, ITEM:BOARD, ITEM TYPE:BOARD, PRINTED CIRCUIT, AY, MH2 WITHOUT SYNTHETIC LANGUAGE, PART NUMBER:6500013670, OEM DRAWING NUMBER: VP2155-502-A-005, EQPT MANUFACTURER: THYSSENKRUPP, QA/QC DOCUMENT REQUIRED: CO/CQ | 6500013670 | 061-ME-001 043-Y-001 | THYSSENKRUPP | PC | 2257.2 | 58687200 |  | 0 | 1 | 58687200 |  | 0
160 | 2060118854 | ELEVATOR, PASSENGER, PARTS, ITEM:PLATE, ITEM TYPE:PLATE, WALL, AY BOARD MV6 REAR, PART NUMBER:6510079680, OEM DRAWING NUMBER: VP2155-502-A-005, EQPT MANUFACTURER: THYSSENKRUPP, QA/QC DOCUMENT REQUIRED: CO/CQ | 6510079680 | 061-ME-001 043-Y-001 | THYSSENKRUPP | PC | 137.2549 | 3568627.451 |  | 0 | 1 | 3568627.451 |  | 0
161 | 2060118856 | ELEVATOR, PASSENGER, PARTS, ITEM:BOARD, ITEM TYPE:BOARD, PRINTED CIRCUIT, AY, RFS2 FLAT PIT, PART NUMBER:65190007502_L , OEM DRAWING NUMBER: VP2155-502-A-005, EQPT MANUFACTURER: THYSSENKRUPP, QA/QC DOCUMENT REQUIRED: CO/CQ |  | 061-ME-001 | THYSSENKRUPP | PC | 2257.2 | 58687200 |  | 0 | 1 | 58687200 |  | 0
162 | 2060118857 | ELEVATOR, PASSENGER, PARTS, ITEM:BOARD, ITEM TYPE:BOARD, PRINTED CIRCUIT, AY, SR2 SAFETY CIRCUIT, PART NUMBER:65190007497_L, OEM DRAWING NUMBER: VP2155-502-A-005, EQPT MANUFACTURER: THYSSENKRUPP, QA/QC DOCUMENT REQUIRED: CO/CQ | 65190007497_L | 061-ME-001 043-Y-001 | THYSSENKRUPP | PC | 2257.2 | 58687200 | 1 | 58687200 | 1 | 58687200 |  | 0
163 | 2060122288 | ELEVATOR, PASSENGER, PARTS, ITEM:SWITCH, ITEM TYPE:SWITCH, PROXIMITY, INDUCTIVE, PART NUMBER:6557038010, OEM DRAWING NUMBER: VP2155-502-A-005, EQPT MANUFACTURER: THYSSENKRUPP, QA/QC DOCUMENT REQUIRED: CO/CQ | 6557038010 | 061-ME-001 | THYSSENKRUPP | PC | 588.2353 | 15294117.6471 | 1 | 15294117.6471 | 1 | 15294117.6471 | 1 | 15294117.6471
164 | 2060122289 | ELEVATOR, PASSENGER, PARTS, ITEM:BELT, ITEM TYPE:BELT, TIMING, 4..061M LG, PART NUMBER:2200869/4061M, OEM DRAWING NUMBER: VP2155-502-A-005, EQPT MANUFACTURER: THYSSENKRUPP, QA/QC DOCUMENT REQUIRED: CO/CQ | 2200869/4061M | 061-ME-001 | THYSSENKRUPP | PC | 5.8953 | 153277.6471 |  | 0 | 1 | 153277.6471 | 1 | 153277.6471
165 | TBU | ELEVATOR, PASSENGER, PARTS, ITEM: ENCODER, ITEM TYPE: 8.A020.4212.4096, PART NUMBER: 1512506804, OEM DRAWING NUMBER: VP2155-502-A-005, EQPT MANUFACTURER: KUBLER, QA/QC DOCUMENT REQUIRED: CO/CQ | 1512506804 | 061-ME-001 | KUBLER | PC |  |  |  | 0 | 1 | 0 | 1 | 0
166 | TBU | ELEVATOR, PASSENGER, PARTS, ITEM: INTEGRATED CIRCUIT, PART NUMBER: 299914117, OEM DRAWING NUMBER: VP2155-502-A-005, EQPT MANUFACTURER: THYSSENKRUPP, ADDITIONAL INFORMATION: REQUEST UPLOAD PROGRAM (FOR ELEVATOR TKAW ORDER NUMBER: 299914117), QA/QC DOCUMENT REQUIRED: CO/CQ | 299914117 | 061-ME-001 | THYSSENKRUPP | PC |  |  |  | 0 | 1 | 0 | 1 | 0
167 | TBU | ELEVATOR, PASSENGER, PARTS, ITEM: INVERTER , ITEM TYPE: FREQUENCY INVERTER CPI 48 V3 ASYNC, TYPE: 6621 000 9241, INPUT 3AC 400V (342-456 V) 43/63A, OUTPUT 3AC 0-360V 50/75A, ODER NO: 102451210 P/N: 299914117 , PART NUMBER: 66210009241, OEM DRAWING NUMBER: VP2155-502-A-005, EQPT MANUFACTURER: THYSSENKRUPP, ADDITIONAL INFORMATION: REQUEST UPLOAD FIRMWARE/ PROGRAM (FOR ELEVATOR TKAW ORDER NUMBER: 299914117), QA/QC DOCUMENT REQUIRED: CO/CQ | 66210009241 | 061-ME-001 | THYSSENKRUPP | SET |  |  |  | 0 | 1 | 0 | 1 | 0
168 | 2021022999 | DIODE, INTERFERENCE SUPPRESSION, 12 TO 250VDC, TYPE: 3RT1916-1DG00, MANUFACTURER: SIEMENS | 3RT1916-1DG00 | 061-BM-902A/B | SIEMENS | PC | 33.3333 | 866666.6667 | 8 | 6933333.3333 | 8 | 6933333.3333 |  | 0
169 | 2020723001 | CONTACTOR, 400V, 22A, 3P, ENCL IP20, 3.4KW POWER, 1NC, SCREW TERMINAL, S00 SIZE, 3RT2016-1BB42 | 3RT2016-1BB42 | 061-BM-902A/B | SIEMENS | PC | 51.8824 | 1348941.1765 | 35 | 47212941.1765 | 50 | 67447058.8235 | 35 | 47212941.1765
170 | 2020950677 | INDICATOR, OIL TEMPERATURE, 0 TO 120DEG C, WITH INDICATOR |  | SSP08-TR-401A/B; SSP08-TR-402A/B | SCHNEIDER | PC | 659 | 17134000 | 2 | 34268000 |  | 0 | 2 | 34268000
171 | TBU | PANEL, ELECTRICAL, PARTS, ITEM: THYRISTOR POWER UNIT (SCR POWER CONTROLLER), MODEL 160A-690V, MODULE: 3PH-160A, EQPT MANUFACTURER: EUROTHERM, ADDITIONAL INFORMATION: PART#: EPOWER/ 3PH-160A/ 690V/ 230V XXX XXX XXX 00 XX XX XX XX XXX XX XX XXX XXX XXX QS ENG 160A 690V 3P 3D XX PA V2 XX SP 4A XX I 4A XX AA XX XX, QA/QC DOCUMENT REQUIRED: CO/CQ |  | 061-A-801-HCP02; 061-A-851-HCP02 | EUROTHERM | SET |  |  |  | 0 | 2 | 0 |  | 0
172 | TBU | PANEL, ELECTRICAL, PARTS, ITEM: THYRISTOR POWER UNIT (SCR POWER CONTROLLER), MODEL 100A-690V, MODULE: 3PH-160A, EQPT MANUFACTURER: EUROTHERM, ADDITIONAL INFORMATION: PART#: EPOWER/ 3PH-160A/ 690V/ 230V XXX XXX XXX 00 XX XX XX XX XXX XX XX XXX XXX XXX QS ENG 100A 690V 3P 3D XX PA V2 XX SP 4A XX I 4A XX AA XX XX, QA/QC DOCUMENT REQUIRED: CO/CQ |  | 061-A-801-HCP02; 061-A-851-HCP02 | EUROTHERM | SET |  |  |  | 0 | 2 | 0 |  | 0
173 | TBU | ELEVATOR, PASSENGER, PARTS, ITEM: FREQUENCY INVERTER, PART NUMBER: 66210009204, OEM DRAWING NUMBER: VM2155-501-A-701, POSITION NUMBER: G03, EQPT MANUFACTURER: THYSSENKRUPP, ADDITIONAL INFORMATION: FREQUENCY INVETER CPI48EX ASM ,ORDER NO: 102371304 EQ SERIAL NO: 299914044, INPUT: 3 AC 400 V (342-456 V) 43/63A 50/60 HZ, OUTPUT; 3 AC 0-360 V 50/75 A ,TYPE: 66210009204 D400 D360/50, INCLUDED SOFWARE & SETTING, QA/QC DOCUMENT REQUIRED: CO/CQ | 66210009204 | 043-Y-001 | THYSSENKRUPP | PC |  |  |  | 0 | 1 | 0 |  | 0
174 | TBU | ELEVATOR, PASSENGER, PARTS, ITEM: ENCODER, PART NUMBER: GEUX30-4096-008, OEM DRAWING NUMBER: VM2155-501-A-701, POSITION NUMBER: M01, EQPT MANUFACTURER: BEI SENSORS, ADDITIONAL INFORMATION: 2 GD - EX D IIC T6,T5,T4 GB, ENCODER GEUX_30//5G29//04096//GPR200//, GEUX30-4096-008, 11-30 VDC, 201502161732, QA/QC DOCUMENT REQUIRED: CO/CQ | GEUX30-4096-008 | 043-Y-001 | THYSSENKRUPP | PC |  |  |  | 0 | 1 | 0 | 2 | 0
175 | TBU | PULLEY, MANUFACTURER: THYSSENKRUPP, MODEL: TW160, TYPE: FIXED, NO OF GROOVES: 8, DIAMETER, PITCH: 13 MM, DIAMETER, OD: 540MM, SIZE, BORE: 80 MM, ADDITIONAL INFORMATION: PULLEY THICKNESS 180MM, SHAFT OD 80MM, QA/QC DOCUMENT REQUIRED: CO/CQ | TW160 | 043-Y-001 | THYSSENKRUPP | PC |  |  |  | 0 | 1 | 0 | 2 | 0
176 | TBU | CONTACTOR, 400V, 12A, 3P, ENCL IP20, 5.5KW POWER, 1NC, SCREW TERMINAL, S00 SIZE, 3RT1017-1BB42 | 3RT1017-1BB42 | 061-BM-902A/B |  | PC |  |  |  | 0 | 1 | 0 | 1 | 0
177 | 2020723000 | CONTACTOR, 400V, 9A, 3P, IP20, 4KW, 24VDC, AUX. CONTACTS: 1NO, SCREW TERMINAL, S00, 3RT2016-1BB41 | 3RT2016-1BB41 | 061-BM-902A/B | SIEMENS | PC | 51.8824 | 1348941.1765 | 5 | 6744705.8824 | 2 | 2697882.3529 | 3 | 4046823.5294
178 | TBU | CONTACTOR, 400V, 12A, 3P, ENCL IP20, 5.5KW POWER, 1NO, SCREW TERMINAL, S00 SIZE, 3RT1017-1BB41 | 3RT1017-1BB41 | 061-BM-902A/B |  | PC |  |  |  | 0 | 1 | 0 | 1 | 0
179 | TBU | CONTACTOR, 400V, 32A, 3P, ENCL IP20, 15KW POWER, 1NO+1NC, SCREW TERMINAL, S0 SIZE, 3RT2027-1BB40 | 3RT2027-1BB40 | 061-BM-902A/B |  | PC |  |  |  | 0 | 1 | 0 | 1 | 0
180 | TBU | SURGE SUPPRESSOR, RC ELEMENT, 24-48 V AC, 50/60 HZ, 24-70 V DC, FOR CONTACTORS 3RT2.1 AND AUXILIARY CONTACTORS 3RH2, 3RT2916-1CB00 | 3RT2916-1CB00 | 061-BM-902A/B |  | PC |  |  |  | 0 | 1 | 0 | 1 | 0
181 | TBU | CITCUIT BREAKER, 3 POLES AUTOMATIC CITCUIT BREAKER, RANGE 0.35 - 0.5 A, TYPE:3RV1021-0FA10, MANUF: SIEMENS | 3RV1021-0FA10 | 061-BM-902A/B | SIEMENS | PC |  |  |  | 0 | 1 | 0 | 1 | 0
182 | TBU | CITCUIT BREAKER, 3 POLES AUTOMATIC CITCUIT BREAKER, RANGE 1.1 - 1.6 A, TYPE:3RV1021-1AA10, MANUF: SIEMENS |  | 061-BM-902A/B | SIEMENS | PC |  |  |  | 0 | 2 | 0 | 3 | 0
183 | TBU | CITCUIT BREAKER, 3 POLES AUTOMATIC CITCUIT BREAKER, RANGE 1.4 - 2 A, TYPE:3RV1021-1BA10, MANUF: SIEMENS |  | 061-BM-902A/B | SIEMENS | PC |  |  |  | 0 | 2 | 0 | 3 | 0
184 | TBU | CITCUIT BREAKER, 3 POLES AUTOMATIC CITCUIT BREAKER, RANGE 2.2 - 3.2 A , TYPE:3RV1021-1DA10, MANUF: SIEMENS |  | 061-BM-902A/B | SIEMENS | PC |  |  |  | 0 | 2 | 0 | 3 | 0
185 | TBU | CITCUIT BREAKER, 3 POLES AUTOMATIC CITCUIT BREAKER, RANGE 2.8 - 4 A , TYPE:3RV1021-1EA10, MANUF: SIEMENS |  | 061-BM-902A/B | SIEMENS | PC |  |  |  | 0 | 1 | 0 | 1 | 0
186 | TBU | CITCUIT BREAKER, 3 POLES AUTOMATIC CITCUIT BREAKER, RANGE 3.5 - 5 A , TYPE:3RV1021-1FA10, MANUF: SIEMENS |  | 061-BM-902A/B | SIEMENS | PC |  |  |  | 0 | 1 | 0 | 1 | 0
187 | TBU | CITCUIT BREAKER, 3 POLES AUTOMATIC CITCUIT BREAKER, RANGE 5.5 - 8 A , TYPE:3RV1021-1HA10, MANUF: SIEMENS |  | 061-BM-902A/B | SIEMENS | PC |  |  |  | 0 | 1 | 0 | 1 | 0
188 | TBU | CITCUIT BREAKER, 3 POLES AUTOMATIC CITCUIT BREAKER, RANGE 7 - 10 A , TYPE:3RV1021-1JA10, MANUF: SIEMENS |  | 061-BM-902A/B | SIEMENS | PC |  |  |  | 0 | 2 | 0 | 3 | 0
189 | TBU | CITCUIT BREAKER, 3 POLES AUTOMATIC CITCUIT BREAKER, RANGE 9 - 12.5 A , TYPE:3RV1021-1KA10, MANUF: SIEMENS |  | 061-BM-902A/B | SIEMENS | PC |  |  |  | 0 | 1 | 0 | 1 | 0
190 | TBU | CITCUIT BREAKER, 3 POLES AUTOMATIC CITCUIT BREAKER, RANGE 11 - 16 A , TYPE:3RV1021-4AA10, MANUF: SIEMENS |  | 061-BM-902A/B | SIEMENS | PC |  |  |  | 0 | 1 | 0 | 1 | 0
191 | TBU | CITCUIT BREAKER, 3 POLES AUTOMATIC CITCUIT BREAKER, RANGE 14 - 20 A , TYPE:3RV1021-4BA10, MANUF: SIEMENS |  | 061-BM-902A/B | SIEMENS | PC |  |  |  | 0 | 1 | 0 | 1 | 0
192 | TBU | CITCUIT BREAKER, 3 POLES AUTOMATIC CITCUIT BREAKER, RANGE 20 - 25 A , TYPE:3RV1021-4DA10, MANUF: SIEMENS |  | 061-BM-902A/B | SIEMENS | PC |  |  |  | 0 | 1 | 0 | 1 | 0
193 | TBU | CITCUIT BREAKER, 3 POLES AUTOMATIC CITCUIT BREAKER, RANGE 2.2 - 3.2 A , TYPE:3RV1421-1DA10, MANUF: SIEMENS |  | 061-BM-902A/B | SIEMENS | PC |  |  |  | 0 | 2 | 0 | 1 | 0
194 | TBU | CITCUIT BREAKER, 3 POLES AUTOMATIC CITCUIT BREAKER, RANGE 4.5 - 6.3 A , TYPE:3RV2011-1GA15, MANUF: SIEMENS |  | 061-BM-902A/B | SIEMENS | PC |  |  |  | 0 | 1 | 0 | 1 | 0
195 | TBU | CITCUIT BREAKER, 3 POLES AUTOMATIC CITCUIT BREAKER, RANGE 7 - 10 A , TYPE:3RV2011-1JA15, MANUF: SIEMENS |  | 061-BM-902A/B | SIEMENS | PC |  |  |  | 0 | 1 | 0 | 1 | 0
196 | TBU | CITCUIT BREAKER, 3 POLES AUTOMATIC CITCUIT BREAKER, RANGE 10 - 16 A , TYPE:3RV2011-4AA15, MANUF: SIEMENS |  | 061-BM-902A/B | SIEMENS | PC |  |  |  | 0 | 1 | 0 | 2 | 0
197 | TBU | CITCUIT BREAKER, 3 POLES AUTOMATIC CITCUIT BREAKER, RANGE 5.5 - 8 A , TYPE:3RV2011-1HA15, MANUF: SIEMENS |  | 061-BM-902A/B | SIEMENS | PC |  |  |  | 0 | 1 | 0 | 1 | 0
198 | TBU | CITCUIT BREAKER, 3 POLES AUTOMATIC CITCUIT BREAKER, RANGE 1.1 - 1.6 A , TYPE:3RV2011-1AA15, MANUF: SIEMENS |  | 061-BM-902A/B | SIEMENS | PC |  |  |  | 0 | 2 | 0 | 1 | 0
199 | TBU | CITCUIT BREAKER, 3 POLES AUTOMATIC CITCUIT BREAKER, RANGE 0.35 - 0.5 A , TYPE:3RV2011-0FA15, MANUF: SIEMENS |  | 061-BM-902A/B | SIEMENS | PC |  |  |  | 0 | 1 | 0 | 1 | 0
200 | TBU | CITCUIT BREAKER, 3 POLES AUTOMATIC CITCUIT BREAKER, RANGE 2.2 - 3.2 A , TYPE:3RV2011-1DA15, MANUF: SIEMENS |  | 061-BM-902A/B | SIEMENS | PC |  |  |  | 0 | 2 | 0 |  | 0
201 | TBU | CITCUIT BREAKER, 3 POLES AUTOMATIC CITCUIT BREAKER, RANGE 0.7 - 1 A , TYPE:3RV2011-0JA15, MANUF: SIEMENS |  | 061-BM-902A/B | SIEMENS | PC |  |  |  | 0 | 1 | 0 |  | 0
202 | TBU | CITCUIT BREAKER, 3 POLES AUTOMATIC CITCUIT BREAKER, RANGE 2.8 - 4 A , TYPE:3RV2011-1EA15, MANUF: SIEMENS |  | 061-BM-902A/B | SIEMENS | PC |  |  |  | 0 | 1 | 0 |  | 0
203 | TBU | CITCUIT BREAKER, 3 POLES AUTOMATIC CITCUIT BREAKER, RANGE 3.5 - 5 A , TYPE:3RV2011-1FA15, MANUF: SIEMENS |  | 061-BM-902A/B | SIEMENS | PC |  |  |  | 0 | 1 | 0 |  | 0
204 | TBU | CITCUIT BREAKER, 3 POLES AUTOMATIC CITCUIT BREAKER, RANGE 2.8 - 4 A , TYPE:3RV2411-1EA10, MANUF: SIEMENS |  | 061-BM-902A/B | SIEMENS | PC |  |  |  | 0 | 1 | 0 | 1 | 0
205 | TBU | CITCUIT BREAKER, 3 POLES AUTOMATIC CITCUIT BREAKER, RANGE 18 - 25 A , TYPE:3RV2431-4DA10, MANUF: SIEMENS |  | 061-BM-902A/B | SIEMENS | PC |  |  |  | 0 | 1 | 0 |  | 0
206 | TBU | CITCUIT BREAKER, 5SY61 -MCB C2, MANUF: SIEMENS |  | 061-BM-902A/B | SIEMENS | PC |  |  |  | 0 | 1 | 0 | 1 | 0
207 | TBU | CITCUIT BREAKER, 5SY61-MCB C3, MANUF: SIEMENS |  | 061-BM-902A/B | SIEMENS | PC |  |  |  | 0 | 1 | 0 | 1 | 0
208 | TBU | CITCUIT BREAKER, 5SY61-MCB B6, MANUF: SIEMENS |  | 061-BM-902A/B | SIEMENS | PC |  |  |  | 0 | 1 | 0 | 1 | 0
209 | TBU | CITCUIT BREAKER, 5SM3 344-6 RCCB 40A, MANUF: SIEMENS |  | 061-BM-902A/B | SIEMENS | PC |  |  |  | 0 | 1 | 0 | 1 | 0
210 | TBU | CITCUIT BREAKER, 5SY61-MCB C4, MANUF: SIEMENS |  | 061-BM-902A/B | SIEMENS | PC |  |  |  | 0 | 2 | 0 | 1 | 0
211 | TBU | CITCUIT BREAKER, 5SY62-MCB C6, MANUF: SIEMENS |  | 061-BM-902A/B | SIEMENS | PC |  |  |  | 0 | 1 | 0 | 1 | 0
212 | TBU | CITCUIT BREAKER, 5SY62-MCB B16, MANUF: SIEMENS |  | 061-BM-902A/B | SIEMENS | PC |  |  |  | 0 | 1 | 0 | 1 | 0
213 | TBU | CITCUIT BREAKER, 5SY41-MCB-A4 |  | 061-BM-902A/B |  | PC |  |  |  | 0 | 1 | 0 | 1 | 0
214 | TBU | AUXILIARY CIRCUIT SWITCH, 5ST301 AS, MANUF: SIEMENS |  | 061-BM-902A/B | SIEMENS | PC |  |  |  | 0 | 5 | 0 | 5 | 0
215 | TBU | ENCLOSURE HEATER, SK 3105.340, 110-240 V 50/60 HZ 49-50 W MANUF: RITTAL |  | 061-BM-902A/B | RITTAK | PC |  |  |  | 0 |  | 0 | 1 | 0
216 | TBU | CURRENT TRANSFORMER, PEX-W3, MANUF: ROPEX |  | 061-BM-902A/B | ROPE, PEX | PC |  |  |  | 0 | 1 | 0 | 1 | 0
217 | TBU | SINGLE PHASE TRANSFORMER 230V/230V 100VA VDE 0570 T2-1 |  | 061-BM-902A/B | T2-1 | PC |  |  |  | 0 |  | 0 | 1 | 0
218 | TBU | SINGLE PHASE TRANSFORMER VDE 0570 T2-6 |  | 061-BM-902A/B | T2-6 | PC |  |  |  | 0 |  | 0 | 1 | 0
219 | TBU | LINE FILTERS LF-06480, ROPEX |  | 061-BM-902A/B |  | PC |  |  |  | 0 | 1 | 0 | 1 | 0
220 | TBU | SUPPLY UNIT QUNIT-PS/1AC/24DC/5, PHOENIX CONTACT |  | 061-BM-902A/B | CONTACT | PC |  |  |  | 0 | 1 | 0 | 1 | 0
221 | TBU | PHOENIX CONTACT HYBRID MOTOR STARTER ELR W3-24DC/500AC-2I, PHOENIX CONTACT |  | 061-BM-902A/B | CONTACT | PC |  |  |  | 0 | 1 | 0 | 1 | 0
222 | TBU | RELAY G2RV-SL500, OMRON |  | 061-BM-902A/B | OMRON | PC |  |  |  | 0 | 2 | 0 |  | 0
223 | TBU | RELAY MAX. 5A250V, OMRON |  | 061-BM-902A/B | OMRON | PC |  |  |  | 0 | 2 | 0 |  | 0
224 | TBU | TEMPERATURE REGULATOR RESISTRON RES-5010, ROPEX |  | 061-BM-902A/B | ROPEX | PC |  |  |  | 0 | 1 | 0 | 1 | 0
225 | TBU | MLFB 3VL9300-3HR10, SIEMENS |  | 061-BM-902A/B | SIEMENS | PC |  |  |  | 0 | 1 | 0 | 1 | 0
226 | TBU | EATON MCCB, DIN VDE 0660- NZM N1 |  | 061-BM-902A/B | EATON | PC |  |  |  | 0 | 1 | 0 | 1 | 0
227 | TBU | TRANSFORMER, ISTU 1000 |  | 061-BM-902A/B |  | PC |  |  |  | 0 | 1 | 0 | 2 | 0
228 | TBU | CONTACTOR, 3RH1122-1BB40, MANUF: SIEMENS |  | 061-BM-902A/B | SIEMENS | PC |  |  |  | 0 | 1 | 0 | 1 | 0
229 | TBU | CONTACTOR 3RT1044-1A..0, WITH 2NO+2NC, MANUF: SIEMENS |  | 061-BM-902A/B | SIEMENS | PC |  |  |  | 0 | 1 | 0 | 1 | 0
230 | TBU | CITCUIT BREAKER, 5SY61-MCB C6, MANUF: SIEMENS |  | 061-BM-902A/B | SIEMENS | PC |  |  |  | 0 | 5 | 0 | 5 | 0
231 | TBU | CITCUIT BREAKER, 55SY62-MCB C2, MANUF: SIEMENS |  | 061-BM-902A/B | SIEMENS | PC |  |  |  | 0 | 1 | 0 | 1 | 0
232 | TBU | LIGHTING FIXTURE,130111 EVG, D-67547 WORMS, 1XTC-SEL 11W, IP65, SK I, 230V, 50HZ, SCHUCH |  | 061-BM-902A/B | SCHUCH | SET |  |  |  | 0 | 3 | 0 | 3 | 0
233 | TBU | THERMOMETERS IN THE BEARING OIL |  | 061-XM-851 |  | PC |  |  |  | 0 | 1 | 0 |  | 0
234 | TBU | BATTERY CHARGER, PART 300/02-00248, 380VAC/48VDC, INPUT CURRENT 17A, OUPUT CURENT 145A, CAPACITY 13KVA, DOOSAN |  | 061A-CHA-001-009 | DOOSAN | SET |  |  |  | 0 | 2 | 0 | 3 | 0
235 | 2060157977 | PANEL, ELECTRICAL, PARTS, ITEM: THYRISTOR POWER UNIT (SCR POWER CONTROLLER), MODEL 50A-690V, MODULE: 3PH-100A, EQPT MANUFACTURER: EUROTHERM, ADDITIONAL INFORMATION: PART#: EPOWER/ 3PH-100A/ 690V/ XXX/ XXX/ XXX/ XXX/ OO/ XX/ XX/ XX/ XX/ XXX/ XX/ XX/ XXX/ XXX/ XXX/ QS/ ENG/50A/690V/ 3P/ 3D/ XX/PA/ V2/ XX/ SP/ 4A/ XX/ / I/ 4A/ XX/ AA/ XX/ XX, QA/QC DOCUMENT REQUIRED: CO/CQ |  | 061-A-801-HCP01; 061-A-851-HCP01 | EUROTHER | SET | 5044.3485 | 131153062.2745 |  | 0 | 1 | 131153062.2745 |  | 0
236 | 2060127399 | PANEL, ELECTRICAL, PARTS, ITEM: THYRISTOR POWER UNIT (SCR POWER CONTROLLER), MODEL 63A-690V, MODULE: 3PH-100A, EQPT MANUFACTURER: EUROTHERM, ADDITIONAL INFORMATION: PART#: EPOWER/ 3PH-100A/ 690V/ XXX/ XXX/ XXX/ XXX/ OO/ XX/ XX/ XX/ XX/ XXX/ XX/ XX/ XXX/ XXX/ XXX/ QS/ ENG/63A/690V/ 3P/ 3D/ XX/PA/ V2/ XX/ SP/ 4A/ XX/ / I/ 4A/ XX/ AA/ XX/ XX, QA/QC DOCUMENT REQUIRED: CO/CQ |  | 061-A-801-HCP01; 061-A-851-HCP01 | EUROTHER | SET | 5044.3485 | 131153062.2745 |  | 0 | 1 | 131153062.2745 | 2 | 262306124.549
237 | 2060127400 | PANEL, ELECTRICAL, PARTS, ITEM: THYRISTOR POWER UNIT (SCR POWER CONTROLLER), MODEL 40A-690V, MODULE: 3PH-100A, EQPT MANUFACTURER: EUROTHERM, ADDITIONAL INFORMATION: PART#: EPOWER/ 3PH-100A/ 690V/ XXX/ XXX/ XXX/ XXX/ OO/ XX/ XX/ XX/ XX/ XXX/ XX/ XX/ XXX/ XXX/ XXX/ QS/ ENG/40A/690V/ 3P/ 3D/ XX/PA/ V2/ XX/ SP/ 4A/ XX/ / I/ 4A/ XX/ AA/ XX/ XX, QA/QC DOCUMENT REQUIRED: CO/CQ |  | 061-A-801-HCP01; 061-A-851-HCP01 | EUROTHER | SET | 3911.7647 | 101705882.3529 |  | 0 | 1 | 101705882.3529 |  | 0
238 | TBU | CIRCUIT BREAKER NF630-HEW 3P 630AF/600AT 35kA WITH AX, COVER (TTC-4SW3), MITSUBISHI |  | 061-A-801-HCP01 061-A-851-HCP01 | EUROTHER | PC |  |  |  | 0 | 1 | 0 | 1 | 0
239 | TBU | CIRCUIT BREAKER NF125-SV 3P 125AF/100AT 8KA WITH COVER (TCS-1SV3), MITSUBISHI |  | 061-A-801-HCP01 061-A-851-HCP01 | EUROTHER | PC |  |  |  | 0 | 3 | 0 | 2 | 0
240 | TBU | CIRCUIT BREAKER NF30-CS 2P 30AF/3AT 2.5KA WITH COVER (TCS-03CS2W), MITSUBISHI |  | 061-A-801-HCP01 061-A-851-HCP01 | EUROTHER | PC |  |  |  | 0 | 3 | 0 | 2 | 0
241 | TBU | CIRCUIT BREAKER NF63-HV 2P 63AF/10AT 2.5KA WITH COVER (TCS-03CS2W), MITSUBISHI |  | 061-A-801-HCP01 061-A-851-HCP01 | EUROTHER | PC |  |  |  | 0 | 1 | 0 | 1 | 0
242 | TBU | CIRCUIT BREAKER NF30-CS 2P 30AF/5AT 2.5KA WITH COVER (TCS-03CS2W), MITSUBISHI |  | 061-A-801-HCP01 061-A-851-HCP01 | EUROTHER | PC |  |  |  | 0 | 1 | 0 | 1 | 0
243 | TBU | MAGNETIC CONTACTOR S-N65 AC220V 50HZ WITH COVER(UN-CZ500 X2), MITSUBISHI |  | 061-A-801-HCP01 061-A-851-HCP01 | EUROTHER | PC |  |  |  | 0 | 3 | 0 | 2 | 0
244 | TBU | AMMETER YM-12NR1, DC4-20MA, 100A/20MA BR, MITSUBISHI |  | 061-A-801-HCP01 061-A-851-HCP01 | EUROTHER | PC |  |  |  | 0 | 3 | 0 | 2 | 0
245 | TBU | THERMOSTAT 3110.000, RITTAL |  | 061-A-801-HCP02 061-A-851-HCP02 | EUROTHER | PC |  |  |  | 0 | 1 | 0 | 1 | 0
246 | TBU | FAN 3241.100 AC230V, 40W, RITTAL |  | 061-A-801-HCP02 061-A-851-HCP02 | EUROTHER | PC |  |  |  | 0 | 3 | 0 | 2 | 0
247 | TBU | DOOR SWITCH 4315.520, RITTAL |  | 061-A-801-HCP02 061-A-851-HCP02 | EUROTHER | PC |  |  |  | 0 | 3 | 0 | 2 | 0
248 | TBU | PILOT LAMP APN166DNW, AC/DC6V WHITE, IDEC |  | 061-A-801-HCP02 061-A-851-HCP02 | EUROTHER | PC |  |  |  | 0 | 1 | 0 | 1 | 0
249 | TBU | PILOT LAMP APN126DNY, AC220V YELLOW, IDEC |  | 061-A-801-HCP02 061-A-851-HCP02 | EUROTHER | PC |  |  |  | 0 | 3 | 0 | 2 | 0
250 | TBU | PILOT LAMP APN126DNG, AC220V GREEN, IDEC |  | 061-A-801-HCP02 061-A-851-HCP02 | EUROTHER | PC |  |  |  | 0 | 3 | 0 | 2 | 0
251 | TBU | FUSE 800CF-10UL AC700V 10A 100KA, HINODE |  | 061-A-801-HCP01 061-A-851-HCP01 | EUROTHER | PC |  |  |  | 0 | 2 | 0 | 2 | 0
252 | TBU | FUSE AFAC-3X AC600V 3A, FUJI |  | 061-A-801-HCP01 061-A-851-HCP01 | EUROTHER | PC |  |  |  | 0 | 2 | 0 | 2 | 0
253 | TBU | FUSSE 100A (CS179139U315), EUROTHERM |  | 061-A-801-HCP01 061-A-851-HCP01 | EUROTHER | PC |  |  |  | 0 | 5 | 0 | 5 | 0
254 | TBU | CURRENT TRANSFORMER ZT30B, MITSUBISHI |  | 061-A-801-HCP01 061-A-851-HCP01 | EUROTHER | PC |  |  |  | 0 | 3 | 0 | 2 | 0
255 | TBU | EARTH FAULT RELAY NV-ZHA AC220V 100X300X500MA COVER TC-ZSA, MITSUBISHI |  | 061-A-801-HCP01 061-A-851-HCP01 | EUROTHER | PC |  |  |  | 0 | 3 | 0 | 2 | 0
256 | TBU | TRANSFORMER DVSD30AXS, KASUGA |  | 061-A-801-HCP01 061-A-851-HCP01 | EUROTHER | PC |  |  |  | 0 | 1 | 0 | 1 | 0
257 | TBU | TRANSFORMER DVSC1500AEX, KASUGA |  | 061-A-801-HCP01 061-A-851-HCP01 | EUROTHER | PC |  |  |  | 0 | 1 | 0 | 1 | 0
258 | TBU | AUX RELAY MY2N-CR COIL AC220V 50HZ, OMRON |  | 061-A-801-HCP01 061-A-851-HCP01 | EUROTHER | PC |  |  |  | 0 | 5 | 0 | 5 | 0
259 | TBU | SOCKET FOR AUX RELAY PYF-08A-E, PYC-A1, OMRON |  | 061-A-801-HCP01 061-A-851-HCP01 | EUROTHER | PC |  |  |  | 0 | 5 | 0 | 5 | 0
260 | TBU | CIRCUIT BREAKER NF630-HEW 3P 630AF/500AT 35KA WITH AX, COVER (TTC-4SW3), MITSUBISHI |  | 061-A-801-HCP02 061-A-851-HCP02 | EUROTHER | PC |  |  |  | 0 | 1 | 0 | 1 | 0
261 | TBU | CIRCUIT BREAKER NF250-SV 3P 250AF/175AT 8KA WITH COVER (TCS-2SV3), MITSUBISHI |  | 061-A-801-HCP02 061-A-851-HCP02 | EUROTHER | PC |  |  |  | 0 | 1 | 0 | 1 | 0
262 | TBU | CIRCUIT BREAKER NF250-SV 3P 250AF/150AT 8KA WITH COVER (TCS-2SV3), MITSUBISHI |  | 061-A-801-HCP02 061-A-851-HCP02 | EUROTHER | PC |  |  |  | 0 | 1 | 0 | 1 | 0
263 | TBU | CIRCUIT BREAKER NF30-CS 2P 30AF/3AT 2.5KA WITH COVER (TCS-03CS2W), MITSUBISHI |  | 061-A-801-HCP02 061-A-851-HCP02 | EUROTHER | PC |  |  |  | 0 | 1 | 0 | 1 | 0
264 | TBU | CIRCUIT BREAKER NF63-HV 2P 63AF/10AT 2.5KA WITH COVER (TCS-05SV2), MITSUBISHI |  | 061-A-801-HCP02 061-A-851-HCP02 | EUROTHER | PC |  |  |  | 0 | 1 | 0 | 1 | 0
265 | TBU | CIRCUIT BREAKER NF30-CS 2P 30AF/5AT 2.5KA WITH COVER (TCS-03CS2W), MITSUBISHI |  | 061-A-801-HCP02 061-A-851-HCP02 | EUROTHER | PC |  |  |  | 0 | 1 | 0 | 1 | 0
266 | TBU | AMMETER YM-12NR1, DC4-20MA, 160A/20MA BR, MITSUBISHI |  | 061-A-801-HCP02 061-A-851-HCP02 | EUROTHER | PC |  |  |  | 0 | 1 | 0 | 1 | 0
267 | TBU | THERMOSTAT 3110.000, RITTAL |  | 061-A-801-HCP02 061-A-851-HCP02 | EUROTHER | PC |  |  |  | 0 | 1 | 0 | 1 | 0
268 | TBU | FAN 3241.100 AC230V, 40W, RITTAL |  | 061-A-801-HCP02 061-A-851-HCP02 | EUROTHER | PC |  |  |  | 0 | 1 | 0 | 2 | 0
269 | TBU | DOOR SWITCH 4315.520, RITTAL |  | 061-A-801-HCP02 061-A-851-HCP02 | EUROTHER | PC |  |  |  | 0 | 1 | 0 | 2 | 0
270 | TBU | PILOT LAMP APN166DNW, AC/DC6V WHITE, , IDEC |  | 061-A-801-HCP02 061-A-851-HCP02 | EUROTHER | PC |  |  |  | 0 | 1 | 0 | 1 | 0
271 | TBU | PILOT LAMP APN126DNY, AC220V YELLOW, IDEC |  | 061-A-801-HCP02 061-A-851-HCP02 | EUROTHER | PC |  |  |  | 0 | 2 | 0 | 1 | 0
272 | TBU | PILOT LAMP APN126DNG, AC220V GREEN, IDEC |  | 061-A-801-HCP02 061-A-851-HCP02 | EUROTHER | PC |  |  |  | 0 | 2 | 0 | 1 | 0
273 | TBU | MAGNETIC CONTACTOR S-N150 AC220V 50HZ WITH COVER(UN-CZ1500 X2), MITSUBISHI |  | 061-A-801-HCP02 061-A-851-HCP02 | EUROTHER | PC |  |  |  | 0 | 1 | 0 | 1 | 0
274 | TBU | FUSE 800CF-10UL AC700V 10A 100KA, HINODE |  | 061-A-801-HCP02 061-A-851-HCP02 | EUROTHER | PC |  |  |  | 0 | 3 | 0 |  | 0
275 | TBU | FUSE AFAC-3X AC600V 3A, FUJI |  | 061-A-801-HCP02 061-A-851-HCP02 | EUROTHER | PC |  |  |  | 0 | 3 | 0 |  | 0
276 | TBU | FUSSE 160A (CS179139U315), EUROTHERM |  | 061-A-801-HCP02 061-A-851-HCP02 | EUROTHER | PC |  |  |  | 0 | 5 | 0 |  | 0
277 | TBU | CURRENT TRANSFORMER ZT40B, MITSUBISHI |  | 061-A-801-HCP02 061-A-851-HCP02 | EUROTHER | PC |  |  |  | 0 | 1 | 0 | 1 | 0
278 | TBU | EARTH FAULT RELAY NV-ZHA AC220V 100X300X500MA COVER TC-ZSA, MITSUBISHI |  | 061-A-801-HCP02 061-A-851-HCP02 | EUROTHER | PC |  |  |  | 0 | 1 | 0 | 2 | 0
279 | TBU | TRANSFORMER DVSD30AXS, KASUGA |  | 061-A-801-HCP02 061-A-851-HCP02 | EUROTHER | PC |  |  |  | 0 | 1 | 0 | 1 | 0
280 | TBU | TRANSFORMER DVSC1500AEX, KASUGA |  | 061-A-801-HCP02 061-A-851-HCP02 | EUROTHER | PC |  |  |  | 0 | 1 | 0 | 1 | 0
281 | TBU | AUX RELAY MY2N-CR COIL AC220V 50HZ, OMRON |  | 061-A-801-HCP02 061-A-851-HCP02 | EUROTHER | PC |  |  |  | 0 | 5 | 0 | 5 | 0
282 | TBU | SOCKET FOR AUX RELAY PYF-08A-E, PYC-A1, OMRON |  | 061-A-801-HCP02 061-A-851-HCP02 | EUROTHER | PC |  |  |  | 0 | 2 | 0 | 2 | 0
283 | TBU | VENTILATION FAN, MODEL: 450/3-6/35°/PAGAS/3HL, SANKO |  | 061-K-802A/B-K02 | SANKO | PC |  |  |  |  | 1 | 0
284 | TBU | ELEVATOR, PASSENGER, PARTS, ITEM: FUSE, PART NUMBER: 510 019 0, OEM DRAWING NUMBER: VM2155-501-A-701, EQPT MANUFACTURER: THYSSENKRUPP, QA/QC DOCUMENT REQUIRED: CO/CQ | 510 019 0 | 043-Y-001 | THYSSENKRUPP | PC |  |  |  | 0 | 1 | 0 | 2 | 0
285 | TBU | ELEVATOR, PASSENGER, PARTS, ITEM: FUSE, PART NUMBER: 510 845 0, OEM DRAWING NUMBER: VM2155-501-A-701, EQPT MANUFACTURER: THYSSENKRUPP, QA/QC DOCUMENT REQUIRED: CO/CQ | 510 845 0 | 043-Y-001 | THYSSENKRUPP | PC |  |  |  | 0 | 1 | 0 | 2 | 0
286 | 2060118862 | ELEVATOR, PASSENGER, PARTS, ITEM: UNLOCKING DEVICE, PART NUMBER: 6094 000 9324, OEM DRAWING NUMBER: VM2155-501-A-703, EQPT MANUFACTURER: THYSSENKRUPP , ADDITIONAL INFORMATION: AY EMERGENCY UNLOCKING, M2T S8 A L, QA/QC DOCUMENT REQUIRED: CO/CQ | 6094 000 9324 | 043-Y-001 | THYSSENKRUPP | PC | 1590.9412 |  |  | 0 | 1 | 0 | 1 | 0
287 | TBU | ELEVATOR, PASSENGER, PARTS, ITEM: DOOR LOCK SWITCH, PART NUMBER: 9900 000 7617, OEM DRAWING NUMBER: VM2155-501-A-701, EQPT MANUFACTURER: THYSSENKRUPP, QA/QC DOCUMENT REQUIRED: CO/CQ | 9900 000 7617 | 043-Y-001 | THYSSENKRUPP | PC |  |  |  | 0 | 1 | 0 | 1 | 0
288 | TBU | ELEVATOR, PASSENGER, PARTS, ITEM: ISOLATING AMPLIFIER, PART NUMBER: 65 570 37 010, OEM DRAWING NUMBER: VM2155-501-A-701, EQPT MANUFACTURER: THYSSENKRUPP, QA/QC DOCUMENT REQUIRED: CO/CQ | 65 570 37 010 | 043-Y-001 | THYSSENKRUPP | PC |  |  |  | 0 | 1 | 0 | 1 | 0
289 | 2060118714 | ELEVATOR, PASSENGER, PARTS, ITEM: CONTACTOR, PART NUMBER: 99500001965, OEM DRAWING NUMBER: VM2155-501-A-702, POSITION NUMBER: K07.1, EQPT MANUFACTURER: THYSSENKRUPP, ADDITIONAL INFORMATION: 230VAC, 3S, 2OE CONTACT ARRANGEMENT, QA/QC DOCUMENT REQUIRED: CO/CQ | 99500001965 | 043-Y-001 | THYSSENKRUPP | PC | 161.26 |  |  | 0 | 1 | 0 | 1 | 0
290 | 2060118715 | ELEVATOR, PASSENGER, PARTS, ITEM: IGBT MODULE, PART NUMBER: 726777009, OEM DRAWING NUMBER: VM2155-501-A-702, POSITION NUMBER: G03, EQPT MANUFACTURER: THYSSENKRUPP, ADDITIONAL INFORMATION: IGBT, 1200V 150A, QA/QC DOCUMENT REQUIRED: CO/CQ | 0726777009 | 043-Y-001 | THYSSENKRUPP | PC | 1125.16 |  |  | 0 | 1 | 0 | 1 | 0
291 | 2060118722 | ELEVATOR, PASSENGER, PARTS, ITEM: MOTOR, PART NUMBER: 6531063020, OEM DRAWING NUMBER: VM2155-501-A-702, EQPT MANUFACTURER: THYSSENKRUPP, ADDITIONAL INFORMATION: MOTOR, EX WITH GEAR AY EX DOOR DRIVE, QA/QC DOCUMENT REQUIRED: CO/CQ | 6531063020 | 043-Y-001 | THYSSENKRUPP | PC | 1950.3882 |  |  | 0 | 1 | 0 | 1 | 0
292 | TBU | ELEVATOR, PASSENGER, PARTS, ITEM: PROXIMITY SWITCH, PART NUMBER: 6557027010, OEM DRAWING NUMBER: VM2155-501-A-702, POSITION NUMBER: B27, EQPT MANUFACTURER: THYSSENKRUPP, QA/QC DOCUMENT REQUIRED: CO/CQ | 6557027010 | 043-Y-001 | THYSSENKRUPP | PC |  |  |  | 0 | 1 | 0 | 1 | 0
293 | 2060118726 | ELEVATOR, PASSENGER, PARTS, ITEM: POWER FILTER, PART NUMBER: 0099360100, OEM DRAWING NUMBER: VM2155-501-A-702, POSITION NUMBER: Z03, EQPT MANUFACTURER: THYSSENKRUPP, ADDITIONAL INFORMATION: ELECTRONIC, 480VAC 50A, 3MM SIZE, QA/QC DOCUMENT REQUIRED: CO/CQ | 0099360100 | 043-Y-001 | THYSSENKRUPP | PC | 161.0196 |  |  | 0 | 1 | 0 | 1 | 0
294 | 2060118727 | ELEVATOR, PASSENGER, PARTS, ITEM: POWER FILTER, PART NUMBER: 99500009286, OEM DRAWING NUMBER: VM2155-501-A-702, POSITION NUMBER: Z13, EQPT MANUFACTURER: THYSSENKRUPP, ADDITIONAL INFORMATION: 230VAC 3A 1PH, QA/QC DOCUMENT REQUIRED: CO/CQ | 99500009286 | 043-Y-001 | THYSSENKRUPP | PC | 161.0196 |  |  | 0 | 1 | 0 | 1 | 0
295 | 2060118730 | ELEVATOR, PASSENGER, PARTS, ITEM: POSITION SWITCH , PART NUMBER: 6550040010, OEM DRAWING NUMBER: VM2155-501-A-702, POSITION NUMBER: S102, EQPT MANUFACTURER: THYSSENKRUPP, QA/QC DOCUMENT REQUIRED: CO/CQ | 6550040010 | 043-Y-001 | THYSSENKRUPP | PC | 588.2353 |  |  | 0 | 1 | 0 | 1 | 0
296 | 2020518731 | ELEVATOR, PASSENGER, PARTS, ITEM: POSITION SWITCH, PART NUMBER: 99500009463, OEM DRAWING NUMBER: VM2155-501-A-702, POSITION NUMBER: S07.1, EQPT MANUFACTURER: THYSSENKRUPP, ADDITIONAL INFORMATION: LIMIT, PLUNGER, POSITION, QA/QC DOCUMENT REQUIRED: CO/CQ | 99500009463 | 043-Y-001 | THYSSENKRUPP | PC | 588.2353 |  |  | 0 | 1 | 0 | 1 | 0
297 | 2060118734 | ELEVATOR, PASSENGER, PARTS, ITEM: FUSE, PART NUMBER: 99500007113, OEM DRAWING NUMBER: VM2155-501-A-702, EQPT MANUFACTURER: THYSSENKRUPP, ADDITIONAL INFORMATION: 1A, 500VAC, 10MM DIA, 38MM, QA/QC DOCUMENT REQUIRED: CO/CQ | 99500007113 | 043-Y-001 | THYSSENKRUPP | PC | 47.31 |  |  | 0 | 2 | 0 | 1 | 0
298 | 2060118735 | ELEVATOR, PASSENGER, PARTS, ITEM: FUSE, PART NUMBER: 99500006180, OEM DRAWING NUMBER: VM2155-501-A-702,EQPT MANUFACTURER: THYSSENKRUPP, ADDITIONAL INFORMATION: 0.8A, POLYSWITCH, PRINT, QA/QC DOCUMENT REQUIRED: CO/CQ | 99500006180 | 043-Y-001 | THYSSENKRUPP | PC | 47.31 |  |  | 0 | 1 | 0 |  | 0
299 | 2020500046 | ELEVATOR, PASSENGER, PARTS, ITEM: PUSH BUTTON, PART NUMBER: 0099218220, OEM DRAWING NUMBER: VM2155-501-A-702, POSITION NUMBER: S101B, EQPT MANUFACTURER: THYSSENKRUPP, QA/QC DOCUMENT REQUIRED: CO/CQ | 0099218220 | 043-Y-001 | THYSSENKRUPP | PC | 2122.3529 |  |  | 0 | 1 | 0 |  | 0
300 | 2060118742 | ELEVATOR, PASSENGER, PARTS, ITEM: LIMIT SWITCH, PART NUMBER: 0099222220, OEM DRAWING NUMBER: VM2155-501-A-702, POSITION NUMBER: S153, EQPT MANUFACTURER: THYSSENKRUPP, ADDITIONAL INFORMATION: LIMIT SWITCH, 500V, 10A, EX II 2G EX DE IIC T6, QA/QC DOCUMENT REQUIRED: CO/CQ | 0099222220 | 043-Y-001 | THYSSENKRUPP | PC | 588.2353 |  |  | 0 | 1 | 0 |  | 0
301 | 2060118741 | ELEVATOR, PASSENGER, PARTS, ITEM: LIMIT SWITCH, PART NUMBER: 0099221220, OEM DRAWING NUMBER: VM2155-501-A-702, POSITION NUMBER: S140B, EQPT MANUFACTURER: THYSSENKRUPP, ADDITIONAL INFORMATION: LIMIT SWITCH, 500V, 10A, EX II 2G EX DE IIC T6, QA/QC DOCUMENT REQUIRED: CO/CQ | 0099221220 | 043-Y-001 | THYSSENKRUPP | PC | 588.2353 |  |  | 0 | 1 | 0 |  | 0
302 | 2020918743 | ELEVATOR, PASSENGER, PARTS, ITEM: TEMPERATURE MONITOR, PART NUMBER: 0099209040, OEM DRAWING NUMBER: VM2155-501-A-702, POSITION NUMBER: K01T, EQPT MANUFACTURER: THYSSENKRUPP, QA/QC DOCUMENT REQUIRED: CO/CQ | 0099209040 | 043-Y-001 | THYSSENKRUPP | PC | 490.1961 |  |  | 0 | 1 | 0 |  | 0
303 | 2060118744 | ELEVATOR, PASSENGER, PARTS, ITEM: SENSOR, PART NUMBER: 99500008819, OEM DRAWING NUMBER: VM2155-501-A-702, EQPT MANUFACTURER: THYSSENKRUPP, ADDITIONAL INFORMATION: SENSOR, SILICONE TEMPERATURE, 990 TO 1010OHM, QA/QC DOCUMENT REQUIRED: CO/CQ | 99500008819 | 043-Y-001 | THYSSENKRUPP | PC | 16712.5484 |  |  | 0 | 1 | 0 |  | 0
304 | 2060118745 | ELEVATOR, PASSENGER, PARTS, ITEM: TOOTH BELT, PART NUMBER: 2200869, OEM DRAWING NUMBER: VM2155-501-A-702,EQPT MANUFACTURER: THYSSENKRUPP, ADDITIONAL INFORMATION: BELT, TIMING, 7.042M LG, 5MM PITCH, 25MM WD, QA/QC DOCUMENT REQUIRED: CO/CQ | 2200869 | 043-Y-001 | THYSSENKRUPP | M | 764.2039 |  |  | 0 | 1 | 0 |  | 0
305 | 2060118834 | ELEVATOR, PASSENGER, PARTS, ITEM: SOCKET WRENCH, PART NUMBER: 6090048010, OEM DRAWING NUMBER: VM2155-501-A-702, EQPT MANUFACTURER: THYSSENKRUPP, ADDITIONAL INFORMATION: WRENCH, SOCKET, TRIPLE SQ, M5, QA/QC DOCUMENT REQUIRED: CO/CQ | 6090048010 | 043-Y-001 | THYSSENKRUPP | PC | 1.9433 |  |  | 0 | 1 | 0 |  | 0
306 | 2060118753 | ELEVATOR, PASSENGER, PARTS, ITEM: BOARD, PART NUMBER: 6510037670, OEM DRAWING NUMBER: VM2155-501-A-702, POSITION NUMBER: A60, EQPT MANUFACTURER: THYSSENKRUPP, ADDITIONAL INFORMATION: INDICATOR, AY BOARD, MA1.1 BASE, QA/QC DOCUMENT REQUIRED: CO/CQ | 6510037670 | 043-Y-001 | THYSSENKRUPP | PC | 584.18 |  |  | 0 | 1 | 0 |  | 0
307 | 2060118754 | ELEVATOR, PASSENGER, PARTS, ITEM: BOARD, PART NUMBER: 6510044680, OEM DRAWING NUMBER: VM2155-501-A-702, POSITION NUMBER: A60, EQPT MANUFACTURER: THYSSENKRUPP, ADDITIONAL INFORMATION: INDICATOR, AY BOARD, MA1.7 BASE, QA/QC DOCUMENT REQUIRED: CO/CQ | 6510044680 | 043-Y-001 | THYSSENKRUPP | PC | 584.18 |  |  | 0 | 1 | 0 |  | 0
308 | 2060118756 | ELEVATOR, PASSENGER, PARTS, ITEM: PRINTED CIRCUIT BOARD, PART NUMBER: 65100004029, OEM DRAWING NUMBER: VM2155-501-A-702, POSITION NUMBER: A18, EQPT MANUFACTURER: THYSSENKRUPP, ADDITIONAL INFORMATION: PRINTED CIRCUIT, AY, MC1 HV2 FULLY INSERTED, QA/QC DOCUMENT REQUIRED: CO/CQ | 65100004029 | 043-Y-001 | THYSSENKRUPP | PC | 2342.52 |  |  | 0 | 1 | 0 |  | 0
309 | 2060118758 | ELEVATOR, PASSENGER, PARTS, ITEM: BOARD, PART NUMBER: 65100009232, OEM DRAWING NUMBER: VM2155-501-A-702, POSITION NUMBER: A40.1, EQPT MANUFACTURER: THYSSENKRUPP, ADDITIONAL INFORMATION: MODULE, MF4 LIFT CAR, AY, FLAT, QA/QC DOCUMENT REQUIRED: CO/CQ | 65100009232 | 043-Y-001 | THYSSENKRUPP | PC | 584.18 |  |  | 0 | 1 | 0 |  | 0
310 | 2060118761 | ELEVATOR, PASSENGER, PARTS, ITEM: BOARD, PART NUMBER: 6510002690, OEM DRAWING NUMBER: VM2155-501-A-702, POSITION NUMBER: A23, EQPT MANUFACTURER: THYSSENKRUPP, ADDITIONAL INFORMATION: MODULE, MP PORT, AY, QA/QC DOCUMENT REQUIRED: CO/CQ | 6510002690 | 043-Y-001 | THYSSENKRUPP | PC | 1915.04 |  |  | 0 | 1 | 0 |  | 0
311 | 2060118762 | ELEVATOR, PASSENGER, PARTS, ITEM: PRINTED CIRCUIT BOARD, PART NUMBER: 6510081680, OEM DRAWING NUMBER: VM2155-501-A-702, POSITION NUMBER: A12, EQPT MANUFACTURER: THYSSENKRUPP, ADDITIONAL INFORMATION: PRINTED CIRCUIT, AY, MQ1 RELAY AND INQUIRY, QA/QC DOCUMENT REQUIRED: CO/CQ | 6510081680 | 043-Y-001 | THYSSENKRUPP | PC | 945 |  |  | 0 | 1 | 0 |  | 0
312 | 2060118765 | ELEVATOR, PASSENGER, PARTS, ITEM: PRINTED CIRCUIT BOARD, PART NUMBER: 6510098680, OEM DRAWING NUMBER: VM2155-501-A-702, POSITION NUMBER: A13, EQPT MANUFACTURER: THYSSENKRUPP, ADDITIONAL INFORMATION: PRINTED CIRCUIT, AY, MZ1 CENTRAL GROUP, QA/QC DOCUMENT REQUIRED: CO/CQ | 6510098680 | 043-Y-001 | THYSSENKRUPP | PC | 2257.2 |  |  | 0 | 1 | 0 |  | 0
313 | 2060118766 | ELEVATOR, PASSENGER, PARTS, ITEM: PRINTED CIRCUIT BOARD, PART NUMBER: 65190007502_L, OEM DRAWING NUMBER: VM2155-501-A-702, POSITION NUMBER: A86, EQPT MANUFACTURER: THYSSENKRUPP, ADDITIONAL INFORMATION: PRINTED CIRCUIT, AY, RFS2 FLAT PIT, QA/QC DOCUMENT REQUIRED: CO/CQ | 65190007502_L | 043-Y-001 | THYSSENKRUPP | PC | 2257.2 |  |  | 0 | 1 | 0 |  | 0
314 | 2060118770 | ELEVATOR, PASSENGER, PARTS, ITEM: CONTROLLER , PART NUMBER: 6532005660, OEM DRAWING NUMBER: VM2155-501-A-702, POSITION NUMBER: G50, EQPT MANUFACTURER: THYSSENKRUPP, ADDITIONAL INFORMATION: CONTROLLER, AY DOOR, F4, QA/QC DOCUMENT REQUIRED: CO/CQ | 6532005660 | 043-Y-001 | THYSSENKRUPP | PC | 1898.0392 |  |  | 0 | 1 | 0 |  | 0
315 | 2060118772 | ELEVATOR, PASSENGER, PARTS, ITEM: ISOLATING SWITCHING AMPLIFIERE, PART NUMBER: 99500011222, OEM DRAWING NUMBER: VM2155-501-A-702, POSITION NUMBER: N56, EQPT MANUFACTURER: THYSSENKRUPP, ADDITIONAL INFORMATION: AMPLIFIER, ISOLATING SWITCHING, 230VAC INPUT, QA/QC DOCUMENT REQUIRED: CO/CQ | 99500011222 | 043-Y-001 | THYSSENKRUPP | PC | 588.2353 |  |  | 0 | 1 | 0 |  | 0
316 | 2070818776 | ELEVATOR, PASSENGER, PARTS, ITEM: SWITCHING AMPLIFIERE, PART NUMBER: KFD2-SOT2-Ex2.IO, OEM DRAWING NUMBER: VM2155-501-A-702, POSITION NUMBER: N43, EQPT MANUFACTURER: Pepperl +Fuchs, ADDITIONAL INFORMATION: AMPLIFIER, ISOLATING SWITCHING, 24VDC, 8MA INPUT, QA/QC DOCUMENT REQUIRED: CO/CQ | KFD2-SOT2-Ex2.IO | 043-Y-001 | THYSSENKRUPP | PC | 588.2353 |  |  | 0 | 1 | 0 |  | 0
317 | 2020518777 | ELEVATOR, PASSENGER, PARTS, ITEM: TEMPERATURE CONTROLLER, PART NUMBER: 8040/1260-r5a/-2, OEM DRAWING NUMBER: VM2155-501-A-702, POSITION NUMBER: S03, EQPT MANUFACTURER: STAHL, ADDITIONAL INFORMATION: TEMPERATURE, -20 TO 50DEG C, C GRADE, QA/QC DOCUMENT REQUIRED: CO/CQ | 8040/1260-r5a/-2 | 043-Y-001 | THYSSENKRUPP | PC | 1898.0392 |  |  | 0 | 1 | 0 |  | 0
318 | 2020518779 | ELEVATOR, PASSENGER, PARTS, ITEM: PHOTOELECTRIC SENSOR, PART NUMBER: 50080723, OEM DRAWING NUMBER: VM2155-501-A-702, POSITION NUMBER: N56, EQPT MANUFACTURER: LEUZE, ADDITIONAL INFORMATION: REFLEXION LIGHT, 13V, 40MA, PRK 92/3 L EX, QA/QC DOCUMENT REQUIRED: CO/CQ | 50080723 | 043-Y-001 | THYSSENKRUPP | PC | 16712.5484 |  |  | 0 | 1 | 0 |  | 0
319 | 2060118780 | ELEVATOR, PASSENGER, PARTS, ITEM: WIRE ROPE, PART NUMBER: 3300019, OEM DRAWING NUMBER: VM2155-501-A-703, EQPT MANUFACTURER: THYSSENKRUPP, ADDITIONAL INFORMATION: ROPE, WIRE, 41.834M LG, QA/QC DOCUMENT REQUIRED: CO/CQ | 3300019 | 043-Y-001 | THYSSENKRUPP | M | 92.1569 |  |  | 0 | 100 | 0 |  | 0
320 | 2060118785 | ELEVATOR, PASSENGER, PARTS, ITEM: COUPLING RELAY, PART NUMBER: 6972201016, OEM DRAWING NUMBER: VM2155-501-A-703, POSITION NUMBER: G03, EQPT MANUFACTURER: THYSSENKRUPP, QA/QC DOCUMENT REQUIRED: CO/CQ | 6972201016 | 043-Y-001 | THYSSENKRUPP | PC | 23.598 |  |  | 0 |  | 0 |  | 0
321 | 2060118790 | ELEVATOR, PASSENGER, PARTS, ITEM: BREAKER, PART NUMBER: 0099324660, OEM DRAWING NUMBER: VM2155-501-A-703, POSITION NUMBER: F04, EQPT MANUFACTURER: THYSSENKRUPP, QA/QC DOCUMENT REQUIRED: CO/CQ | 0099324660 | 043-Y-001 | THYSSENKRUPP | PC | 62.3475 |  |  | 0 |  | 0 | 1 | 0
322 | 2060118791 | ELEVATOR, PASSENGER, PARTS, ITEM: BREAKER, PART NUMBER: 99500009663, OEM DRAWING NUMBER: VM2155-501-A-703, POSITION NUMBER: F00, EQPT MANUFACTURER: THYSSENKRUPP, QA/QC DOCUMENT REQUIRED: CO/CQ | 99500009663 | 061-ME-001 043-Y-001 | THYSSENKRUPP | PC | 62.3475 |  |  | 0 |  | 0 | 1 | 0
323 | 2060118792 | ELEVATOR, PASSENGER, PARTS, ITEM: BREAKER, PART NUMBER: 0099332660, OEM DRAWING NUMBER: VM2155-501-A-703, POSITION NUMBER: F75, EQPT MANUFACTURER: THYSSENKRUPP, QA/QC DOCUMENT REQUIRED: CO/CQ | 0099332660 | 061-ME-001 043-Y-001 | THYSSENKRUPP | PC | 62.3475 |  |  | 0 |  | 0 | 1 | 0
324 | 2060118793 | ELEVATOR, PASSENGER, PARTS, ITEM: BREAKER, PART NUMBER: 99500009791, OEM DRAWING NUMBER: VM2155-501-A-703, POSITION NUMBER: F02, EQPT MANUFACTURER: THYSSENKRUPP, QA/QC DOCUMENT REQUIRED: CO/CQ | 99500009791 | 061-ME-001 043-Y-001 | THYSSENKRUPP | PC | 62.3475 |  |  | 0 |  | 0 | 1 | 0
325 | 2060118794 | ELEVATOR, PASSENGER, PARTS, ITEM: BREAKER, PART NUMBER: 0099319660, OEM DRAWING NUMBER: VM2155-501-A-703, POSITION NUMBER: F13, EQPT MANUFACTURER: THYSSENKRUPP, QA/QC DOCUMENT REQUIRED: CO/CQ | 0099319660 | 043-Y-001 | THYSSENKRUPP | PC | 62.3475 |  |  | 0 | 1 | 0 |  | 0
326 | 2060118795 | ELEVATOR, PASSENGER, PARTS, ITEM: BREAKER, PART NUMBER: 0099327660, OEM DRAWING NUMBER: VM2155-501-A-703, POSITION NUMBER: F02.1, EQPT MANUFACTURER: THYSSENKRUPP, QA/QC DOCUMENT REQUIRED: CO/CQ | 0099327660 | 043-Y-001 | THYSSENKRUPP | PC | 62.3475 |  |  | 0 | 1 | 0 |  | 0
327 | 2060118796 | ELEVATOR, PASSENGER, PARTS, ITEM: BREAKER, PART NUMBER: 0099333660, OEM DRAWING NUMBER: VM2155-501-A-703, POSITION NUMBER: F31.1, EQPT MANUFACTURER: THYSSENKRUPP, QA/QC DOCUMENT REQUIRED: CO/CQ | 0099333660 | 043-Y-001 | THYSSENKRUPP | PC | 62.3475 |  |  | 0 | 1 | 0 |  | 0
328 | 2020618800 | CIRCUIT BREAKER, TYPE: SCHNEIDER, POLES: 3P, RATED VOLTAGE: 690 VAC, RATED CURRENT: 0.63A, BREAKING CAPACITY: 100 KA, FRAME SIZE: GV2ME, DIMENSION: 45mmWx 89mm Hx 78.5mmD, ADDITIONAL INFORMATION: GV2ME04, QA/QC DOCUMENT REQUIRED: CO/CQ | GV2-ME04 | 043-Y-001 | THYSSENKRUPP | PC | 51.8354 |  |  | 0 | 1 | 0 |  | 0
329 | 2060118806 | ELEVATOR, PASSENGER, PARTS, ITEM: POWER SUPPLY, PART NUMBER: 99500010544, OEM DRAWING NUMBER: VM2155-501-A-703, POSITION NUMBER: G36, EQPT MANUFACTURER: THYSSENKRUPP, ADDITIONAL INFORMATION:100 TO 230VAC INPUT, 24VDC OUTPUT, 0.63A, QA/QC DOCUMENT REQUIRED: CO/CQ | 99500010544 | 043-Y-001 | THYSSENKRUPP | PC | 296.41 |  |  | 0 |  | 0 | 1 | 0
330 | 2060118807 | ELEVATOR, PASSENGER, PARTS, ITEM: POWER SUPPLY, PART NUMBER: 6541062010, OEM DRAWING NUMBER: VM2155-501-A-703, POSITION NUMBER: G11, EQPT MANUFACTURER: THYSSENKRUPP, ADDITIONAL INFORMATION:400V INPUT, 24VDC OUTPUT, 10A, QA/QC DOCUMENT REQUIRED: CO/CQ | 6541062010 | 043-Y-001 | THYSSENKRUPP | PC | 296.41 |  |  | 0 | 1 | 0 |  | 0
331 | 2021018808 | ELEVATOR, PASSENGER, PARTS, ITEM: POWER SUPPLY, PART NUMBER: KFD2-EB2, OEM DRAWING NUMBER: VM2155-501-A-703, POSITION NUMBER: N138.1, EQPT MANUFACTURER: Pepperl +Fuchs, ADDITIONAL INFORMATION: POWER SUPPLY, 20 TO 30VDC INPUT, 4A, DIN RAIL MOUNTING, , QA/QC DOCUMENT REQUIRED: CO/CQ | KFD2-EB2 | 043-Y-001 | THYSSENKRUPP | PC | 296.41 |  |  | 0 | 1 | 0 |  | 0
332 | 2060118809 | ELEVATOR, PASSENGER, PARTS, ITEM: POWER SUPPLY, PART NUMBER: 6541055010, OEM DRAWING NUMBER: VM2155-501-A-703, POSITION NUMBER: G75, EQPT MANUFACTURER: THYSSENKRUPP, ADDITIONAL INFORMATION: 230VAC INPUT, 24VDC OUTPUT, QA/QC DOCUMENT REQUIRED: CO/CQ | 6541055010 | 043-Y-001 | THYSSENKRUPP | PC | 296.41 |  |  | 0 |  | 0 | 1 | 0
333 | 2060118815 | ELEVATOR, PASSENGER, PARTS, ITEM: RELAY, PART NUMBER: 99500009473, OEM DRAWING NUMBER: VM2155-501-A-703, POSITION NUMBER: K27, EQPT MANUFACTURER: THYSSENKRUPP, ADDITIONAL INFORMATION: RELAY, 12VDC, 2CO, QA/QC DOCUMENT REQUIRED: CO/CQ | 99500009473 | 043-Y-001 | THYSSENKRUPP | PC | 23.598 |  |  | 0 | 1 | 0 |  | 0
334 | 2060118816 | ELEVATOR, PASSENGER, PARTS, ITEM: RELAY, PART NUMBER: 6576079010, OEM DRAWING NUMBER: VM2155-501-A-703, POSITION NUMBER: K20, EQPT MANUFACTURER: THYSSENKRUPP, ADDITIONAL INFORMATION: RELAY, 6A 12VDC 1W, QA/QC DOCUMENT REQUIRED: CO/CQ | 6576079010 | 043-Y-001 | THYSSENKRUPP | PC | 23.598 |  |  | 0 | 1 | 0 |  | 0
335 | 2060118817 | ELEVATOR, PASSENGER, PARTS, ITEM: RELAY, PART NUMBER: 6576080010, OEM DRAWING NUMBER: VM2155-501-A-703, POSITION NUMBER: K26, EQPT MANUFACTURER: THYSSENKRUPP, ADDITIONAL INFORMATION: RELAY, 6A 24VDC 1W, QA/QC DOCUMENT REQUIRED: CO/CQ | 6576080010 | 043-Y-001 | THYSSENKRUPP | PC | 23.598 |  |  | 0 | 1 | 0 |  | 0
336 | 2060118818 | ELEVATOR, PASSENGER, PARTS, ITEM: RELAY, PART NUMBER: 0704121004, OEM DRAWING NUMBER: VM2155-501-A-703, POSITION NUMBER: G03, EQPT MANUFACTURER: THYSSENKRUPP, ADDITIONAL INFORMATION: RELAY, POWER, 10A 12VDC 1W, E PRINT, QA/QC DOCUMENT REQUIRED: CO/CQ | 0704121004 | 043-Y-001 | THYSSENKRUPP | PC | 23.598 |  |  | 0 | 1 | 0 |  | 0
337 | 2060118831 | ELEVATOR, PASSENGER, PARTS, ITEM: TRANSFORMER, PART NUMBER: 1750445001, OEM DRAWING NUMBER: VM2155-501-A-703, POSITION NUMBER: G03, EQPT MANUFACTURER: THYSSENKRUPP, ADDITIONAL INFORMATION: 2.8A, 230/400V PRIMARY, 23V SECONDARY, 1PH, QA/QC DOCUMENT REQUIRED: CO/CQ | 1750445001 | 043-Y-001 | THYSSENKRUPP | PC | 170.39 |  |  | 0 | 1 | 0 |  | 0
338 | 2060118838 | ELEVATOR, PASSENGER, PARTS, ITEM: AY ROLLER, PART NUMBER: 6023009420, OEM DRAWING NUMBER: VM2155-501-A-703, EQPT MANUFACTURER: THYSSENKRUPP, ADDITIONAL INFORMATION: ROLLER, AY D36, QA/QC DOCUMENT REQUIRED: CO/CQ | 6023009420 | 043-Y-001 | THYSSENKRUPP | PC | 232.1569 |  |  | 0 | 1 | 0 |  | 0
339 | 2060118839 | ELEVATOR, PASSENGER, PARTS, ITEM: AY ROLLER, PART NUMBER: 6090026420, OEM DRAWING NUMBER: VM2155-501-A-703, EQPT MANUFACTURER: THYSSENKRUPP, ADDITIONAL INFORMATION: ROLLER, AY S8/K8, QA/QC DOCUMENT REQUIRED: CO/CQ | 6090026420 | 043-Y-001 | THYSSENKRUPP | PC | 232.1569 |  |  | 0 | 1 | 0 |  | 0
340 | TBU | ELEVATOR, PASSENGER, PARTS, ITEM: POWER SUPPLY, PART NUMBER: 6541026010, OEM DRAWING NUMBER: VM2155-501-A-703, POSITION NUMBER: G139, EQPT MANUFACTURER: THYSSENKRUPP, QA/QC DOCUMENT REQUIRED: CO/CQ | 6541026010 | 043-Y-001 | THYSSENKRUPP | SET | #N/A |  |  | 0 | 1 | 0 |  | 0
341 | 2060118864 | ELEVATOR, PASSENGER, PARTS, ITEM: CAM, PART NUMBER: 6090051160, OEM DRAWING NUMBER: VM2155-501-A-703, EQPT MANUFACTURER: THYSSENKRUPP, ADDITIONAL INFORMATION: CAM, AY WIDENING, L, QA/QC DOCUMENT REQUIRED: CO/CQ | 6090051160 | 043-Y-001 | THYSSENKRUPP | PC | 378.3529 |  |  | 0 | 1 | 0 |  | 0
342 | 2060118865 | ELEVATOR, PASSENGER, PARTS, ITEM: LOCKING DEVICE, PART NUMBER: 60900007613, OEM DRAWING NUMBER: VM2155-501-A-703, EQPT MANUFACTURER: THYSSENKRUPP, ADDITIONAL INFORMATION: AY LOCKING, EX L, QA/QC DOCUMENT REQUIRED: CO/CQ | 60900007613 | 043-Y-001 | THYSSENKRUPP | PC | 1590.9412 |  |  | 0 | 1 | 0 |  | 0
343 | 2060118866 | ELEVATOR, PASSENGER, PARTS, ITEM: LOCKING DEVICE, PART NUMBER: 6090049010, OEM DRAWING NUMBER: VM2155-501-A-703, EQPT MANUFACTURER: THYSSENKRUPP, QA/QC DOCUMENT REQUIRED: CO/CQ | 6090049010 | 043-Y-001 | THYSSENKRUPP | PC | 1590.9412 |  |  | 0 | 1 | 0 |  | 0
344 | 2060118867 | ELEVATOR, PASSENGER, PARTS, ITEM: SPRING, PART NUMBER: 0098827400, OEM DRAWING NUMBER: VM2155-501-A-703, EQPT MANUFACTURER: THYSSENKRUPP, QA/QC DOCUMENT REQUIRED: CO/CQ | 0098827400 | 043-Y-001 | THYSSENKRUPP | PC | 15.5235 |  |  | 0 | 1 | 0 |  | 0
345 | 2060118868 | ELEVATOR, PASSENGER, PARTS, ITEM: SPRING, PART NUMBER: 0098842400, OEM DRAWING NUMBER: VM2155-501-A-703, EQPT MANUFACTURER: THYSSENKRUPP, QA/QC DOCUMENT REQUIRED: CO/CQ | 0098842400 | 043-Y-001 | THYSSENKRUPP | PC | 15.5235 |  |  | 0 | 1 | 0 |  | 0
346 | 2060118869 | ELEVATOR, PASSENGER, PARTS, ITEM: SPRING, PART NUMBER: 0098838400, OEM DRAWING NUMBER: VM2155-501-A-703, EQPT MANUFACTURER: THYSSENKRUPP, QA/QC DOCUMENT REQUIRED: CO/CQ | 0098838400 | 043-Y-001 | THYSSENKRUPP | PC | 15.5235 |  |  | 0 | 1 | 0 |  | 0
347 | TBU | ELEVATOR, PASSENGER, PARTS, ITEM: INDUCTIVE SLOT SENSOR, PART NUMBER: SJ15-A-5M, OEM DRAWING NUMBER: VM2155-501-A-801, EQPT MANUFACTURER: Pepperl+Fuchs, QA/QC DOCUMENT REQUIRED: CO/CQ | SJ15-A-5M | 043-Y-001 | THYSSENKRUPP | PC |  |  |  | 0 | 1 | 0 |  | 0
348 | TBU | ELEVATOR, PASSENGER, PARTS, ITEM: PROXIMITY SENSOR, PART NUMBER: NJ5-11-N-Y13260, OEM DRAWING NUMBER: VM2155-501-A-801, EQPT MANUFACTURER: Pepperl+Fuchs, QA/QC DOCUMENT REQUIRED: CO/CQ | NJ5-11-N-Y13260 | 043-Y-001 | THYSSENKRUPP | PC |  |  |  | 0 | 1 | 0 |  | 0
349 | 2060118740 | ELEVATOR, PASSENGER, PARTS, ITEM: PROXIMITY SWITCH, PART NUMBER: D-88299, OEM DRAWING NUMBER: VM2155-501-A-801, EQPT MANUFACTURER: Elobau, ADDITIONAL INFORMATION: Type: 610045M10-3, QA/QC DOCUMENT REQUIRED: CO/CQ | D-88299 | 043-Y-001 | THYSSENKRUPP | PC | 588.2353 |  |  | 0 | 1 | 0 |  | 0
350 | TBU | ELEVATOR, PASSENGER, PARTS, ITEM: DOOR MOTOR BELT, PART NUMBER: STD 5M HSE-PAZ, OEM DRAWING NUMBER: VM2155-501-A-801, EQPT MANUFACTURER: THYSSENKRUPP, QA/QC DOCUMENT REQUIRED: CO/CQ | STD 5M HSE-PAZ | 043-Y-001 | THYSSENKRUPP | SET |  |  |  | 0 | 1 | 0 |  | 0
351 | 2020155723 | ELEVATOR, PASSENGER, PARTS, ITEM: CABLE, PART NUMBER: 51306, OEM DRAWING NUMBER: VM2155-501-A-801, EQPT MANUFACTURER: THYSSENKRUPP, ADDITIONAL INFORMATION: 150M, 24 CORE, 1.0SQMM, STN-24G1, QA/QC DOCUMENT REQUIRED: CO/CQ | 51306 | 043-Y-001 | THYSSENKRUPP | M | 8.6275 |  |  | 0 |  | 0 | 100 | 0
352 | TBU | VSD, ACS800-01-0020-7+E210+D150+P901, ABB |  | 155-A-002F-CRM07A-VSD 155-A-002F-CRM07B-VSD | ABB | SET |  |  |  |  | 1 |  | 1
353 | TBU | VSD, ACS800-01-0011-7+E210+D150+P901, ABB |  | 155-A-002F-CRM07C-VSD | ABB | SET |  |  |  |  | 1 |  | 1
354 | TBU | VSD, ACS800-01-0070-7+E210+D150+P901, ABB |  | 155-A-002G-CRM13-VSD | ABB | SET |  |  |  |  | 1 |  | 1
355 | TBU | BRAKING RESISTOR, FOR ACS800, SACE08RE44, ABB |  | 155-A-002F-CRM07A-VSD 155-A-002F-CRM07B-VSD | ABB | SET |  |  |  |  | 1
356 | TBU | BRAKING RESISTOR, FOR ACS800, SAFUR90F575, ABB |  | 155-A-002G-CRM13-VSD | ABB | SET |  |  |  |  | 1
357 | 2015122710 | BAGGING MACHINE,PART, ITEM: LINING, ITEM TYPE: BRAKE DISC, PART NUMBER: 10005, EQPT MANUFACTURER: BEUMER, ADDITIONAL INFORMATION: BMG2/4,BC2,BE5, OEM DRAWING REFERENCE: 6479, 11452, 11453, 7214, 54431,54432, 54433,54434, 47171, 24659, 27887, NSRP DOC. VP2155-510-A-753, QA/QC DOCUMENT REQUIRED: CO,CQ | 10005 | 061-BM-902A/B | THYSSENKRUPP | PC | 332.39 | 8642140 | 5 | 43210700 |  | 0 |  | 0
II | SULLURY PACKAGE'S SPARE PARTS - 022-F-201
1 | 2070311497 | TRANSFORMER, PARTS, ITEM: H.V. BUSHING AND PROBE, PART NUMBER: 300100039-001, OEM DRAWING NUMBER: 300100025, POSITION NUMBER: ITEM NO. 1, EQPT MANUFACTURER: GA-EMS, QA/QC DOCUMENT REQUIRED: CO,CQ | 300100039-001 | 022-F-201 | GA-EMS | PC |  | 127322552 | 9 | 1145902968 | 9 | 1145902968
2 | 2000100120 | TRANSFORMER, PARTS, ITEM: WASHER, SPLIT LOCK, SIZE: 1/4IN, MATERIAL: SST 316/316L, PART NUMBER: CT00011857, OEM DRAWING NUMBER: 300100025, POSITION NUMBER: ITEM NO. 14, EQPT MANUFACTURER: GA-EMS, QA/QC DOCUMENT REQUIRED: CO,CQ | CT00011857 | 022-F-201 | GA-EMS | SET | 1.2535 |  |  | 0 | 18 | 0
3 | 2020155712 | CABLE, ELECTRICAL, NON ARMOURED, APPLICATION: OIL-RES, RATED VOLTAGE: 40000 VDC, MAT, CONDUCTOR: TINNED COPPER, COLOUR, OUTER SHEATH: RED, NUMBER, CORES: 1 CORE, CROSS SECTION, CORES: 18 AWG, ADDITIONAL INFORMATION: MANUF: BELDEN, PART NO. 8866, QA/QC DOCUMENT REQUIRED: CO,CQ | 8866 | 022-F-201 | GA-EMS | M | 5.5036 |  |  | 0 | 152.4 | 0
4 | 2000101032 | TRANSFORMER, PARTS, ITEM: FLAT WASHER, SIZE: 3/8IN, MATERIAL: SST, OEM DRAWING NUMBER: 300100013, POSITION NUMBER: ITEM NO. 3, EQPT MANUFACTURER: GA-EMS, QA/QC DOCUMENT REQUIRED: CO,CQ |  | 022-F-201 | GA-EMS | PC | 2.0891 |  |  | 0 | 540 | 0
5 | 2000101033 | TRANSFORMER, PARTS, ITEM: CURVED SPRING WASHER, SIZE: 3/8IN x 0.16IN THK, MATERIAL: SST, OEM DRAWING NUMBER: 300100013, POSITION NUMBER: ITEM NO. 2, EQPT MANUFACTURER: GA-EMS, QA/QC DOCUMENT REQUIRED: CO,CQ |  | 022-F-201 | GA-EMS | PC | 15.5235 |  |  | 0 | 360 | 0
III | ELECTRIC HEATER'S SPARE PARTS - 043-H-101/102/103/104/105, 041-H-011, 023-H-301, 028-H-051
1 | 2000100613 | CIRCUIT BREAKER, TYPE: MCCB, POLES: 3P, RATED VOLTAGE: 690 VAC, RATED CURRENT: 500A, BREAKING CAPACITY: (690 VAC) 70 KA, FRAME SIZE: T5, DIMENSION: 140MM (W) x 205MM (H)x 103.5MM (L), ADDITIONAL INFORMATION: PART NO: 1SDA054469R1, TYPE: T5L 630 TMA 500-5000 3P F F, SACE TMAX T, ABB, QA/QC DOCUMENT REQUIRED: CO/CQ | 1SDA054469R1 | 043-H-101 | ABB | PC | 1801.8 | 46846800 |  | 0 | 1 | 46846800 | 1 | 46846800 | - To delivery by year 2026
2 | 2000100614 | CIRCUIT BREAKER, TYPE: MCCB, POLES: 3P, RATED VOLTAGE: 690 VAC, RATED CURRENT: 320A, BREAKING CAPACITY: (690 VAC) 70 KA, FRAME SIZE: T4, DIMENSION: 105MM (W) x 205MM (H)x 103.5MM (L), ADDITIONAL INFORMATION: PART NO: 1SDA054141R1, TYPE: T4L 320 PR221DS-LS/I In=320 3P F F, SACE TMAX T, ABB, QA/QC DOCUMENT REQUIRED: CO/CQ | 1SDA054141R1 | 043-H-102 | ABB | PC | 3963.96 | 103062960 |  | 0 | 1 | 103062960 |  | 0 | - To delivery by year 2026
3 | 2000100615 | CIRCUIT BREAKER, TYPE: MCCB, POLES: 3P, RATED VOLTAGE: 690 VAC, RATED CURRENT: 1000A, BREAKING CAPACITY: (690 VAC) 37.5 KA, FRAME SIZE: T7, DIMENSION: 210MM (W) x 268MM (H)x 154MM (L), ADDITIONAL INFORMATION: PART NO: 1SDA062802R1, TYPE: T7L 1000 PR231/P LS/I In=1000A 3P F F, SACE TMAX T, ABB, QA/QC DOCUMENT REQUIRED: CO/CQ | 1SDA062802R1 | 043-H-103 | ABB | PC | 3963.96 | 103062960 |  | 0 |  |  | 1 | 103062960
4 | 2000100616 | CIRCUIT BREAKER, TYPE: MCCB, POLES: 3P, RATED VOLTAGE: 690 VAC, RATED CURRENT: 200A, BREAKING CAPACITY: (690 VAC) 70 KA, FRAME SIZE: T4, DIMENSION: 105MM (W) x 205MM (H)x 103.5MM (L), ADDITIONAL INFORMATION: PART NO: 1SDA054232R1, TYPE: T4L 250 TMA 200-2000 3P F F, SACE TMAX T, ABB, QA/QC DOCUMENT REQUIRED: CO/CQ | 1SDA054232R1 | 043-H-104 043-H-105 | ABB | PC | 3963.96 | 103062960 |  | 0 | 1 | 103062960 | 1 | 103062960 | - To delivery by year 2026
5 | 2000100619 | CONTACTOR, ELECTRICAL, MANUFACTURER: ABB, MODEL: AF210-30-22-70, TYPE: POWER, DESIGN SPEC: IEC 60947-4-1, RATED COIL VOLTAGE: 100- 250V, RATED CURRENT: 210 A, RATED VOLTAGE(INSULATION): 690 V, CONFIGURATION, MAIN CONTACT: 3 NO, CONFIGURATION, AUX CONTACT: 2NO, 2NC, RATED FREQUENCY: 50/60Hz, DIMENSION: 140mm (W) x 227mm (H)x 180mm (L), ADDITIONAL INFORMATION: PN#: 1SFL517001R7022, QA/QC DOCUMENT REQUIRED: CO/CQ | AF210-30-22-70 | 043-H-104 | ABB | PC | 2738.736 | 71207136 | 1 | 71207136
6 | 2000100620 | PANEL, ELECTRICAL, PARTS, ITEM: HANDLE, ITEM TYPE: ROTARY HANDLE, PART NUMBER: 1SDA013869R1, OEM DRAWING NUMBER: VM215A-002-A-201-53, POSITION NUMBER: 11, EQPT MANUFACTURER: ABB, QA/QC DOCUMENT REQUIRED: CO/CQ | 1SDA013869R1 | 043-H-101; 043-H-102; 043-H-103; 043-H-104; 043-H-105 | ABB | PC | 1681.68 | 43723680 | 1 | 43723680 |  |  | 1 | 43723680
7 | 2000100621 | PANEL, ELECTRICAL, PARTS, ITEM: HANDLE, ITEM TYPE: ROTARY HANDLE, PART NUMBER: 1SDA014213R1, OEM DRAWING NUMBER: VM215A-002-A-203-53, POSITION NUMBER: 11, EQPT MANUFACTURER: ABB, QA/QC DOCUMENT REQUIRED: CO/CQ | 1SDA014213R1 | 043-H-103 | ABB | PC | 1681.68 | 43723680 | 1 | 43723680
8 | 2020757829 | CONTACTOR, ELECTRICAL, MANUFACTURER: ABB, MODEL: AF260-30-22-70, TYPE: POWER, DESIGN SPEC: IEC 60947-4-1, RATED COIL VOLTAGE: 100- 250V, RATED CURRENT: 220 A, RATED VOLTAGE(INSULATION): 690 V, CONFIGURATION, MAIN CONTACT: 3 NO, CONFIGURATION, AUX CONTACT: 2NO, 2NC, RATED FREQUENCY: 50/60Hz, DIMENSION: 140mm (W) x 227mm (H)x 180.5mm (L), ADDITIONAL INFORMATION: PART#.1SFL537001R7022, QA/QC DOCUMENT REQUIRED: CO/CQ | AF260-30-22-70 | 043-H-102 | ABB | EA | 2738.736 | 71207136 | 1 | 71207136
9 | 2060120010 | PANEL, ELECTRICAL, PARTS, ITEM: MODULE, ITEM TYPE: BIAS POWER, PART NUMBER: BPSX 2-14-00, OEM DRAWING NUMBER: VM2153-304-A-009, POSITION NUMBER: B1, EQPT MANUFACTURER: BIAS POWER, ADDITIONAL INFORMATION: INPUT: 85-265 VAC 50/60 HZ, OUT PUT: 14 VDC, QA/QC DOCUMENT REQUIRED: CO/CQ | BPSX 2-14-00 | 041-H-011 | BIAS POWER | EA | 1681.68 | 43723680 | 1 | 43723680
10 | 2020657916 | PANEL, ELECTRICAL, PARTS, ITEM: TRANSFORMER, PART NUMBER: BHTBH01V101KEN, OEM DRAWING NUMBER: VM215A-002-A-201-55, POSITION NUMBER: 14, EQPT MANUFACTURER: BUMHAN, ADDITIONAL INFORMATION: 690V/ 230V 1KVA, QA/QC DOCUMENT REQUIRED: CO/CQ | BHTBH01V101KEN | 043-H-101; 043-H-102; 043-H-103; 043-H-104; 043-H-105 | BUMHAN | EA | 1681.68 | 43723680 | 1 | 43723680 |  |  | 1 | 43723680
11 | 2060120013 | PANEL, ELECTRICAL, PARTS, ITEM: MODULE, ITEM TYPE: POWER DISTRIBUTER, PART NUMBER: CE-IPD 1AANZ, OEM DRAWING NUMBER: VM215A-002-A-201-58, POSITION NUMBER: PAGE 2, EQPT MANUFACTURER: CASE, ADDITIONAL INFORMATION: INPUT: 4-20MA, OUPUT: 4-20MA, QA/QC DOCUMENT REQUIRED: CO/CQ | CE-IPD 1AANZ | 043-H-101; 043-H-102; 043-H-103; 043-H-104; 043-H-105 | CASE | EA | 1681.68 | 43723680 | 3 | 131171040
12 | 2000100622 | PANEL, ELECTRICAL, PARTS, ITEM: CONTROLLER, ITEM TYPE: TEMPERATURE CONTROLLER, PART NUMBER: 6040-AR0000, OEM DRAWING NUMBER: VJ2153-304-A-018, POSITION NUMBER: OTCO1-4, EQPT MANUFACTURER: CHROMALOX, ADDITIONAL INFORMATION: OUTPUT: 4-20MA, POWER SUPPLY: 100-240 VAC, QA/QC DOCUMENT REQUIRED: CO/CQ | 6040-AR0000 | 028-H-051 023-H-301 | CHROMALOX | PC | 180.18 | 4684680 | 3 | 14054040 | 3
13 | 2020657648 | PANEL, ELECTRICAL, PARTS, ITEM: CONTROLLER, ITEM TYPE: TEMPERATURE CONTROLLER, PART NUMBER: 6040-RR0000, OEM DRAWING NUMBER: VM2153-304-A-009, POSITION NUMBER: PAGE 7, EQPT MANUFACTURER: CHROMALOX, QA/QC DOCUMENT REQUIRED: CO/CQ | 6040-RR0000 | 028-H-051 023-H-301 130-H-001 041-H-011 | CHROMALOX | EA | 1081.08 | 28108080 | 2 | 56216160 | 2
14 | 2029950938 | PANEL, ELECTRICAL, PARTS, ITEM: CONTROLLER, ITEM TYPE: VARI-WATT POWER, PART NUMBER: 0113-10237, OEM DRAWING NUMBER: VJ2153-304-A-018, POSITION NUMBER: B1, EQPT MANUFACTURER: CHROMALOX, ADDITIONAL INFORMATION: MAXIMUM: INPUT: 4-20MA; 0-5VDC;0-10VDC; OUTPUT: 4 SLOTS SSR DRIVE 12VDC AT 100MADC, POWER SUPPLY: 95-250VAC, QA/QC DOCUMENT REQUIRED: CO/CQ | 0113-10237 | 028-H-051 023-H-301 | CHROMALOX | SET | 2282.28 | 59339280 | 2 | 118678560
15 | 2000100570 | PANEL, ELECTRICAL, PARTS, ITEM: SCR TRIGGER BOARD, PART NUMBER: 0135-28093, OEM DRAWING NUMBER: VM2153-304-A-009 , POSITION NUMBER: PAGE 5, EQPT MANUFACTURER: CHROMALOX, ADDITIONAL INFORMATION: SCR TRIGGER 725, QA/QC DOCUMENT REQUIRED: CO/CQ | 0135-28093 | 023-H-301 028-H-051 041-H-011 130-H-001 | CHROMALOX | PC | 8408.4 | 218618400 | 2 | 437236800 | 1 | 218618400 |  | 0
16 | 2021057721 | PANEL, ELECTRICAL, PARTS, ITEM: SCR CONTROL BOARD, PART NUMBER: 0135-28094, OEM DRAWING NUMBER: VM2153-304-A-009 , POSITION NUMBER: PAGE 5, EQPT MANUFACTURER: CHROMALOX, ADDITIONAL INFORMATION: SCR CONTROL BD W/ON-OFF C MXPC MAIN CONTROL, QA/QC DOCUMENT REQUIRED: CO/CQ | 0135-28094 | 023-H-301 028-H-051 041-H-011 130-H-001 | CHROMALOX | PC | 8408.4 | 218618400 | 1 | 218618400 | 1 | 218618400 |  | 0
17 | 2021057722 | PANEL, ELECTRICAL, PARTS, ITEM: SCR CONTROL BOARD, PART NUMBER: 0135-28095, OEM DRAWING NUMBER: VM2153-304-A-009 , POSITION NUMBER: PAGE 5, EQPT MANUFACTURER: CHROMALOX, ADDITIONAL INFORMATION: SCR DOT FIRING PROP CONTR, QA/QC DOCUMENT REQUIRED: CO/CQ | 0135-28095 | 023-H-301 028-H-051 041-H-011 130-H-001 | CHROMALOX | PC | 8408.4 | 218618400 | 2 | 437236800 |  | 0 |  | 0
18 | 2060120016 | PANEL, ELECTRICAL, PARTS, ITEM: ZCT, ITEM TYPE: ZERO CURRENT TRANSFORMER, PART NUMBER: ZR-200, OEM DRAWING NUMBER: VM215A-002-A-203-55, POSITION NUMBER: 3, EQPT MANUFACTURER: DEESYS, ADDITIONAL INFORMATION: INSIDE DIA.200Ø, RATED CURR.2000A PRIMARY/SECONDARY: 200MA/100MV, QA/QC DOCUMENT REQUIRED: CO/CQ | ZR-200 | 043-H-103 | DEESYS | PC | 1681.68 | 43723680 | 1 | 43723680 |  | 0 |  | 0
19 | 2021000208 | PANEL, ELECTRICAL, PARTS, ITEM: CAPACITOR, ITEM TYPE: STARTING CAPACITOR, PART NUMBER: E33.D78-501215, OEM DRAWING NUMBER: VM215A-002-A-203-56, POSITION NUMBER: PAGE 2, EQPT MANUFACTURER: ELECTRONICON, ADDITIONAL INFORMATION: FOR SCR COOLING FAN, QA/QC DOCUMENT REQUIRED: CO/CQ | E33.D78-501215 | 043-H-103 | ELECTRONICON | PC | 1681.68 | 43723680 | 1 | 43723680 |  | 0 |  | 0
20 | 2060120012 | PANEL, ELECTRICAL, PARTS, ITEM: TRANSDUCER, PART NUMBER: KTG 3161S, OEM DRAWING NUMBER: VM215A-002-A-201-55, POSITION NUMBER: 13, EQPT MANUFACTURER: LIGHT STAR, ADDITIONAL INFORMATION: INPUT 3P 3W AC 690/110V/5A (1000W), OUTPUT DC 4-20 M, QA/QC DOCUMENT REQUIRED: CO/CQ | KTG 3161S | 043-H-101; 043-H-102; 043-H-103; 043-H-104; 043-H-105 | LIGHT STAR | EA | 1681.68 | 43723680 | 3 | 131171040 |  | 0 |  | 0
21 | 2000100617 | CIRCUIT BREAKER, TYPE: MCB, POLES: 2P, RATED VOLTAGE: 220 VAC, RATED CURRENT: 6A, BREAKING CAPACITY: (220VAC) 10 KA (380VAC) 5KA, FRAME SIZE: 50 AF, ADDITIONAL INFORMATION: BKM- 6A, LS, QA/QC DOCUMENT REQUIRED: CO/CQ | BKM-B 6A | 043-H-101; 043-H-102; 043-H-103; 043-H-104; 043-H-105 | NA | PC | 3963.96 | 103062960 |  | 0 | 2 | 206125920 | 1 | 103062960 | - To delivery by year 2026
22 | 2000100618 | CIRCUIT BREAKER, TYPE: MCB, POLES: 2P, RATED VOLTAGE: 220 VAC, RATED CURRENT: 2A, BREAKING CAPACITY: (220VAC) 10 KA, (380VAC) 5KA, FRAME SIZE: 50AF, ADDITIONAL INFORMATION: BKM- 2A, LS, QA/QC DOCUMENT REQUIRED: CO/CQ | BKM-B 2A | 043-H-101; 043-H-102; 043-H-103; 043-H-104; 043-H-105 | NA | PC | 3963.96 | 103062960 |  | 0 | 1 | 103062960 | 1 | 103062960 | - To delivery by year 2026
23 | 2060111474 | ELEMENT, TEMPERATURE, THERMOCOUPLE, TYPE: K, DIAMETER, SHEATH: 6MM, LENGTH, PROBE: 5500MM, CONNECTION, PROCESS: WITHOUT PROCESS CONNECTION, RANGE, MEASURING: 0 TO 1260 DEG C, TYPE, ELEMENT: DUAL, MAT SPEC, OUTER SHEATH: INCONEL 800, LENGTH, CABLE: 305MM, TYPE, CONNECTOR: REMOTE HEAD, INGRESS PROTECTION: IP 67, QA/QC DOCUMENT REQUIRED: CO/CQ | NA | 023-H-301 | NA | PC |  | 20126150 | 1 | 20126150 | 1 | 20126150 |  | 0
24 | 2060111492 | ELEMENT, TEMPERATURE, THERMOCOUPLE, TYPE: K, DIAMETER, SHEATH: 6MM, LENGTH, PROBE: 1500MM, CONNECTION, PROCESS: WITHOUT PROCESS CONNECTION, TYPE, ELEMENT: DUAL, MAT SPEC, OUTER SHEATH: ST.STL 321, LENGTH, CABLE: 305MM, TYPE, CONNECTOR: REMOTE HEAD, INGRESS PROTECTION: IP 67, QA/QC DOCUMENT REQUIRED: CO/CQ | NA | 028-H-051 | NA | PC |  | 12099150 | 1 | 12099150 |  | 0 |  | 0
25 | 2000100568 | ELEMENT, TEMPERATURE, THERMOCOUPLE, TYPE: K, DIAMETER, SHEATH: 6MM, LENGTH, PROBE: 3000MM, CONNECTION, PROCESS: WITHOUT PROCESS CONNECTION, TYPE, ELEMENT: DUAL, MAT SPEC, OUTER SHEATH: ST.STL 321, LENGTH, CABLE: 305MM, TYPE, CONNECTOR: REMOTE HEAD, INGRESS PROTECTION: IP 67, QA/QC DOCUMENT REQUIRED: CO/CQ | NA | 028-H-051 | NA | PC | 876.3796 | 22785869.354 | 1 | 22785869.354 |  | 0 |  | 0
26 | 2000100569 | ELEMENT, TEMPERATURE, RESISTANCE, TYPE: PT100, DIAMETER, SHEATH: 3MM, LENGTH, PROBE: 2000MM, CLASS: A, CONNECTION, PROCESS: 1/2NPT COMPRESSION FITTING, TYPE, ELEMENT: SINGLE, MAT SPEC, OUTER SHEATH: ST.STL 316, LENGTH, CABLE: 305MM, TYPE, CONNECTOR: REMOTE HEAD, INGRESS PROTECTION: IP 67, ADDITIONAL INFORMATION: 3 WIRES, QA/QC DOCUMENT REQUIRED: CO/CQ | NA | 028-H-051 023-H-301 | NA | PC | 755.5972 | 19645527.2901 | 1 | 19645527.2901 | 1 | 19645527.2901 |  | 0
27 | 2020511484 | PILOT LIGHT, GREEN, 110 TO 120V 14MA 50/60HZ, IP 65, -25 TO 70DEG C, PLIGHT HEAD | NA | 028-H-051 041-H-011 130-H-001 | NA | PC | 30.03 | 780780 | 3 | 2342340 |  | 0 |  | 0
28 | 2020511485 | PILOT LIGHT, YELLOW, 110 TO 120V 14MA 50/60HZ, IP 65, -25 TO 70DEG C, PLIGHT HEAD | NA | 028-H-051 041-H-011 130-H-001 | NA | PC | 30.03 | 780780 | 3 | 2342340 |  | 0 |  | 0
29 | 2020511486 | PILOT LIGHT, RED, 110 TO 120V 14MA 50/60HZ, IP 65, -25 TO 70DEG C, PLIGHT HEAD | NA | 028-H-051 041-H-011 130-H-001 | NA | PC | 30.03 | 780780 | 3 | 2342340 |  | 0 |  | 0
30 | 2021057724 | VARISTOR, MOV1 110VAC, FOR TRANSFORMER, INPUT 300VA, 690VAC, OUTPUT 110VAC 50,60HZ, 1 PHASE SUPPLY | NA | 028-H-051 023-H-301 | NA | PC | 240.24 | 6246240 | 4 | 24984960 |  | 0 |  | 0
31 | 2021057726 | VARISTOR, MOV2 110VAC, FOR TRANSFORMER, INPUT 1500VA, 690VAC, OUTPUT 110VAC 50,60HZ, 1 PHASE SUPPLY | NA | 028-H-051 023-H-301 | NA | PC | 240.24 | 6246240 | 4 | 24984960 |  | 0 |  | 0
32 | 2060111470 | GASKET, SPIRAL WOUND, DESIGN SPEC: ASME B16.20, DESIGN SPEC, FLANGE(S): ASME B16.5 RF, SIZE: 16IN, PRESSURE DESIGNATION: CL300, THICKNESS, GASKET: 4.5MM, THICKNESS, INNER RING: AS PER DESIGN, THICKNESS, CENTRING RING: AS PER DESIGN, MAT, WINDINGS: SS316, MAT, FILLER: GRAPHITE, MAT, INNER RING: SS316, MAT, CENTRING RING: SS316, QA/QC DOCUMENT REQUIRED: CO/CQ | NA | 023-H-301 | NA | PC | 120.12 | 3123120 | 2 | 6246240 |  | 0 |  | 0
33 | 2020757611 | PANEL, ELECTRICAL, PARTS, ITEM: RELAY, PART NUMBER: MY4IN 110/120VAC, OEM DRAWING NUMBER: VJ2153-304-A-019, POSITION NUMBER: KA01, EQPT MANUFACTURER: OMRON, ADDITIONAL INFORMATION: RELAY: ELECTROMAGNETIC; 4PDT; UCOIL: 115VAC; ICONTACTS MAX: 5A, QA/QC DOCUMENT REQUIRED: CO/CQ | MY4IN 110/120VAC | 028-H-051 023-H-301 130-H-001 | OMRON | PC | 1681.68 | 43723680 | 6 | 262342080 |  | 0 |  | 0
34 | 2020657649 | SCR, MANUFACTURER: POWER PRODUCTS INTERNATIONAL, TYPE: PLANAR, INPUT VOLTAGE: 690VAC, OUTPUT VOLTAGE: 690VAC, RATED POWER: 452.83KW, RATED CURRENT: 890A, ADDITIONAL INFORMATION: 2 PHASE LINE TO LINE AC REG 890A, 45 DEGC, DRAWG. NO: DS9-622-23579-C4, QA/QC DOCUMENT REQUIRED: CO/CQ | NA | 028-H-051 023-H-301 | POWER PRODUCTS INTERNATIONAL | SET | 14414.4 | 374774400 | 2 | 749548800 |  | 0 |  | 0
35 | 2020657652 | SCR, MANUFACTURER: POWER PRODUCTS INTERNATIONAL, MODEL / PART NUMBER: 3103564P TSE-11H2-45, TYPE: PLANAR, INPUT VOLTAGE: 690VAC, OUTPUT VOLTAGE: 690VAC, RATED POWER: 1113KW, RATED CURRENT: 1700A, ADDITIONAL INFORMATION: SCR: N1467NS260, DIODE: DVTHV2-681, FUSE: 2x20-671-32/900A, 2 PHASE LINE TO LINE AC REG 1700A, 45 DEGC, DRAWG. NO: DS9-622-23342-C4, QA/QC DOCUMENT REQUIRED: CO/CQ | 3103564P TSE-11H2-45 | 028-H-051 023-H-301 | POWER PRODUCTS INTERNATIONAL | SET | 14414.4 | 374774400 | 1 | 374774400 | 1 | 374774400 |  | 0
36 | 2021058084 | POWER SUPPLY UNIT, INPUT VOLTAGE: 100-240VAC, OUTPUT VOLTAGE: 24-28VDC, OUTPUT CURRENT: 3.3A, RATED POWER: 80W, MODEL: CS3, MANUFACTURER: PULS, ADDITIONAL INFORMATION: DIN RAIL POWER SUPPLIES FOR 1-PHASA SYSTEM 24V, 3.3A, QA/QC DOCUMENT REQUIRED: CO/CQ | CS3 | 028-H-051 023-H-301 | PULS | SET | 326.7264 | 8494886.4 | 1 | 8494886.4 |  | 0 |  | 0
37 | 2021058085 | POWER SUPPLY UNIT, INPUT VOLTAGE: 100-240VAC, OUTPUT VOLTAGE: 24-28VDC, OUTPUT CURRENT: 2.1A, RATED POWER: 50W, MODEL: ML50, MANUFACTURER: PULS, QA/QC DOCUMENT REQUIRED: CO/CQ | ML50 | 028-H-051 023-H-301 | PULS | SET | 144.144 | 3747744 | 1 | 3747744 |  | 0 |  | 0
38 | 2020957737 | PANEL, ELECTRICAL, PARTS, ITEM: THERMOSTAT, PART NUMBER: RTL-90, OEM DRAWING NUMBER: VM215A-002-A-201-55, POSITION NUMBER: 10, EQPT MANUFACTURER: RUN ELECTRONIC, QA/QC DOCUMENT REQUIRED: CO/CQ | RTL-90 | 043-H-102; 043-H-103; 043-H-104; 043-H-105 | RUN ELECTRONIC | EA | 1681.68 | 43723680 |  | 0 | 2 | 87447360 |  | 0 | - To delivery by year 2026 | 2
39 | 2060120015 | PANEL, ELECTRICAL, PARTS, ITEM: SPACE HEATER, PART NUMBER: RHTS-100WH-220, OEM DRAWING NUMBER: VM215A-002-A-201-55, POSITION NUMBER: 21, EQPT MANUFACTURER: RUN ELECTRONIC, ADDITIONAL INFORMATION: 230V/100W, QA/QC DOCUMENT REQUIRED: CO/CQ | RHTS-100WH-220 | 043-H-101; 043-H-102; 043-H-103; 043-H-104; 043-H-105 | RUN ELECTRONIC | EA | 1681.68 | 43723680 | 3 | 131171040 |  | 0 |  | 0
40 | 2021100071 | PANEL, ELECTRICAL, PARTS, ITEM: FAN, PART NUMBER: 109S303, OEM DRAWING NUMBER: VM215A-002-A-201-56, POSITION NUMBER: PAGE 2, EQPT MANUFACTURER: SANYO, ADDITIONAL INFORMATION: VENTILATION FAN, QA/QC DOCUMENT REQUIRED: CO/CQ | 109S303 | 043-H-101; 043-H-102; 043-H-103; 043-H-104; 043-H-105 | SANYO | PC | 1681.68 | 43723680 |  | 0 | 3 | 131171040 |  | 0 | - To delivery by year 2026 | 3
41 | 2000100623 | CIRCUIT BREAKER, TYPE: RCBO, POLES: 2P, RATED VOLTAGE: 120 VAC, RATED CURRENT: 25A, BREAKING CAPACITY: 6 KA, ADDITIONAL INFORMATION: PROTECTED LEAKAGED CURRENT: 30MA, MANUF: SCHNEIDER, PART: A9D31625, QA/QC DOCUMENT REQUIRED: CO/CQ | A9D31625 | 028-H-051 023-H-301 | SCHNEIDER | PC | 2402.4 | 62462400 | 1 | 62462400 |  | 0 |  | 0
42 | 2060120014 | PANEL, ELECTRICAL, PARTS, ITEM: CAPACITOR, PART NUMBER: MK155J40RL, OEM DRAWING NUMBER: VM215A-002-A-202-54, POSITION NUMBER: 5, EQPT MANUFACTURER: SK, ADDITIONAL INFORMATION: 1.5 µF± 5%, 400V, 50/60HZ, QA/QC DOCUMENT REQUIRED: CO/CQ | MK155J40RL | 043-H-102 | SK | EA | 1681.68 | 43723680 | 1 | 43723680 |  | 0 |  | 0
43 | 2020657655 | TRANSFORMER, VT, TYPE: DRY TYPE, RATED FREQUENCY: 50/60 HZ, PHASE: 1 PHASE, VT RATIO: 690/110VAC, ACCURACY CLASS: 0.1/0.5, BURDEN: 1500VA, MANUFACTURER: TIC, ADDITIONAL INFORMATION: SECONDARY 13.6A, QA/QC DOCUMENT REQUIRED: CO/CQ | NA | 028-H-051 023-H-301 | TIC | SET | 14414.4 | 374774400 |  | 0 | 1 | 374774400 | 1 | 374774400 | - To delivery by year 2026 | 1
44 | 2020657656 | TRANSFORMER, VT, TYPE: DRY TYPE, RATED FREQUENCY: 50/60 HZ, PHASE: 1 PHASE, VT RATIO: 690/110VAC, ACCURACY CLASS: 0.1/0.5, BURDEN: 300VA, MANUFACTURER: TIC, QA/QC DOCUMENT REQUIRED: CO/CQ | NA | 028-H-051 023-H-301 | TIC | SET | 14414.4 | 374774400 |  | 0 | 1 | 374774400 | 1 | 374774400 | - To delivery by year 2026 | 1
45 | 2020657658 | TRANSFORMER, VT, TYPE: DRY TYPE, RATED FREQUENCY: 50/60 HZ, PHASE: 1 PHASE, VT RATIO: 690/110VAC, ACCURACY CLASS: 0.1/0.5, BURDEN: 50VA, MANUFACTURER: TIC, QA/QC DOCUMENT REQUIRED: CO/CQ | NA | 028-H-051 023-H-301 | TIC | SET | 14414.4 | 374774400 |  | 0 | 1 | 374774400 | 1 | 374774400 | - To delivery by year 2026 | 1
46 | 2020657897 | PANEL, ELECTRICAL, PARTS, ITEM: TRANSFORMER, PART NUMBER: CL 2000VA, OEM DRAWING NUMBER: VM2153-304-A-009, POSITION NUMBER: PAGE 5, EQPT MANUFACTURER: TIC, ADDITIONAL INFORMATION: 690VAC/230VAC, TYPE CL 2000VA RATING, FREQ 50/60 HZ, SECONDARY 8.69A, QA/QC DOCUMENT REQUIRED: CO/CQ | CL 2000VA | 041-H-011 | TIC | EA | 1681.68 | 43723680 | 1 | 43723680 |  | 0 |  | 0
47 | 2021100070 | PANEL, ELECTRICAL, PARTS, ITEM: CONTROLLER, ITEM TYPE: TEMPERATURE CONTROLLER, PART NUMBER: PM6L1AJ-AAAAAAA, OEM DRAWING NUMBER: VM215A-002-A-201-53, POSITION NUMBER: 13, EQPT MANUFACTURER: WATLOW, QA/QC DOCUMENT REQUIRED: CO/CQ | PM6L1AJ-AAAAAAA | 043-H-101; 043-H-102; 043-H-103; 043-H-104; 043-H-105 | WATLOW | PC | 1681.68 | 43723680 | 2 | 87447360 |  | 0 |  | 0
48 | 2020600810 | TRANSFORMER, PARTS, ITEM: FLOAT, ITEM TYPE: FLOATING BALL, SIZE: LEN 28MM X OD 28MM X ID 8-9.5MM, MATERIAL: STAINLESS STEEL, OEM DRAWING NUMBER: D140168, POSITION NUMBER: 73, QA/QC DOCUMENT REQUIRED: CO/CQ |  | 022-F-201-CP01, 022-F-201-CP02, 022-F-201-CP03, 022-F-201-CP04, 022-F-201-CP05, 022-F-201-CP06, 022-F-201-CP07, 022-F-201-CP08, 022-F-201-CP09, 022-F-201-CP10, 022-F-201-CP11, 022-F-201-CP12, 022-F-201-CP13, 022-F-201-CP14, 022-F-201-CP15, 022-F-201-CP16, 022-F-201-CP17, 022-F-201-CP18, 022-F-201-CP19, 022-F-201-CP20, 022-F-201-CP21, 022-F-201-CP22, 022-F-201-CP23, 022-F-201-CP24, 022-F-201-CP25, 022-F-201-CP26, 022-F-201-CP27, 022-F-201-CP28, 022-F-201-CP29, 022-F-201-CP30 | NWL | PC | 170.39 | 4430140 | 35 | 155054900 |  | 0 |  | 0 | Replace due to It is required by MOC-MTC-022-2025-0684, due date Dec 2025
49 | 2020555799 | TRANSFORMER, PARTS, ITEM: LEVEL SWITCH, ITEM TYPE: OIL LEVEL SWITCH MOUNTING PROVISION, PART NUMBER: 114783, OEM DRAWING NUMBER: D140168, POSITION NUMBER: 72, EQPT MANUFACTURER: NWL, QA/QC DOCUMENT REQUIRED: CO/CQ | 114783 | 022-F-201-CP01, 022-F-201-CP02, 022-F-201-CP03, 022-F-201-CP04, 022-F-201-CP05, 022-F-201-CP06, 022-F-201-CP07, 022-F-201-CP08, 022-F-201-CP09, 022-F-201-CP10, 022-F-201-CP11, 022-F-201-CP12, 022-F-201-CP13, 022-F-201-CP14, 022-F-201-CP15, 022-F-201-CP16, 022-F-201-CP17, 022-F-201-CP18, 022-F-201-CP19, 022-F-201-CP20, 022-F-201-CP21, 022-F-201-CP22, 022-F-201-CP23, 022-F-201-CP24, 022-F-201-CP25, 022-F-201-CP26, 022-F-201-CP27, 022-F-201-CP28, 022-F-201-CP29, 022-F-201-CP30 | NWL | PC | 588.2353 | 15294117.6471 | 5 | 76470588.2353 | 5 | 76470588.2353 |  | 0 | Replace due to It is required by PM
50 | 2020555800 | TRANSFORMER, PARTS, ITEM: LEVEL SWITCH, ITEM TYPE: OIL LEVEL SWITCH ASSEMBLY, PART NUMBER: 139764, OEM DRAWING NUMBER: D140168, POSITION NUMBER: 73, EQPT MANUFACTURER: NWL, ADDITIONAL INFORMATION: W/EXT FLOAT ARM, QA/QC DOCUMENT REQUIRED: CO/CQ | 139764 | 022-F-201-CP01, 022-F-201-CP02, 022-F-201-CP03, 022-F-201-CP04, 022-F-201-CP05, 022-F-201-CP06, 022-F-201-CP07, 022-F-201-CP08, 022-F-201-CP09, 022-F-201-CP10, 022-F-201-CP11, 022-F-201-CP12, 022-F-201-CP13, 022-F-201-CP14, 022-F-201-CP15, 022-F-201-CP16, 022-F-201-CP17, 022-F-201-CP18, 022-F-201-CP19, 022-F-201-CP20, 022-F-201-CP21, 022-F-201-CP22, 022-F-201-CP23, 022-F-201-CP24, 022-F-201-CP25, 022-F-201-CP26, 022-F-201-CP27, 022-F-201-CP28, 022-F-201-CP29, 022-F-201-CP30 | NWL | PC | 588.2353 | 15294117.6471 | 5 | 76470588.2353 | 5 | 76470588.2353 |  | 0 | Replace due to It is required by PM
51 | 2020657651 | SCR, MANUFACTURER: POWER PRODUCTS INTERNATIONAL LTD, MODEL / PART NUMBER: 3103046C TSE-10H2-45, TYPE: PRESSPACK, INPUT VOLTAGE: 690 VAC, OUTPUT VOLTAGE: 690 VAC, RATED POWER: 918 KW, RATED CURRENT: 1425 A, ADDITIONAL INFORMATION: CODE: 3103046C TSE-10H2-45, SCR: MST1554C22, DIODE: (DVTHV2-681), FUSE: 2x TTF800-P300071, DWG .No: 21-1514/45 4524, QA/QC DOCUMENT REQUIRED: CO/CQ | 3103046C TSE-10H2-45 | 041-H-011 023-H-301 | POWER PRODUCTS INTERNATIONAL LTD | SET |  |  |  |  | 1
52 | 2020757824 | RELAY, SAFETY RELAY, RT6 24VDC,MANUF: ABB , PART# 2TLA010026R0000, FOR 041-H-011, DRWG: VM2153-304-A-009 | 2TLA010026R0000 | 041-H-011 | ABB | EA |  |  |  |  | 1
53 | 2020757825 | RELAY, MANUF: OMRON, PART# MY4IN 220/240VAC, FOR 041-H-011, DRWG: VM2153-304-A-009 | MY4IN 220/240VAC | 041-H-011 | OMRON | EA |  |  |  |  | 1
54 | 2020757826 | RELAY, MANUF: OMRON, PART#MY4IN 24DC, FOR 041-H-011, DRWG: VM2153-304-A-009 | MY4IN 24DC | 041-H-011 | OMRON | EA |  |  |  |  | 1
55 | 2021057723 | CONTROLLER, EFTU TRIP UNIT, 700403004, 023-H-301, CHROMALOX | 700403004 | 023-H-301 | CHROMALOX | PC |  |  |  |  | 1
56 | 2020657894 | FUSE, 690VAC 800A, 69 URD 32 TTF 0800, MANUF: MERSEN, PART # PC32UD69V800TF, FOR 041-H-011, DRWG: VM2153-304-A-009 | PC32UD69V800TF | 041-H-011 | MERSEN | EA |  |  |  |  | 3
57 | 2020657895 | FUSE, 690VAC 315A , 80KA , KORROSIONSTEST ,MANUF: FERRAZ SHAWMUT,PART# NH2GG69V315, FOR 041-H-011, DRWG: VM2153-304-A-009 | NH2GG69V315 | 041-H-011 | FERRAZ SHAWMUT | EA |  |  |  |  | 3
58 | 2020611481 | OEM, FUSE, 500VAC 2A, 10 X 38MM, CERAMIC CARTRIDGE FUSE, PART# C10G2, FOR 041-H-011, MANUF: BUSSMANN | C10G2 | 041-H-011 023-H-301 028-H-051 130-H-001 041-H-011-EHP | BUSSMANN | PC |  |  |  |  | 3
59 | 2020611482 | OEM, FUSE, 500VAC 4A, 10MM X 38MM, CERAMIC CARTRIDGE FUSE, MANUF: BUSSMANN, PART#: C10G4 | C10G4 | 041-H-011 023-H-301 028-H-051 130-H-001 041-H-011-EHP | BUSSMANN | PC |  |  |  |  | 3
60 | 2020611483 | OEM, FUSE, 500VAC 16A, 10MM X 38MM, CERAMIC CARTRIDGE FUSE, MANUF: BUSSMANN, PART#: C10G16 | C10G16 | 041-H-011 023-H-301 028-H-051 130-H-001 041-H-011-EHP | BUSSMANN | PC |  |  |  |  | 3
61 | 2020657896 | FUSE, 690VAC 10A, CERAMIC CARTRIDGE FUSE, 14 X 51MM, MANUF: BUSSMANN, PART# C14G10, FOR 041-H-011, DRWG: VM2153-304-A-009 | C14G10 | 041-H-011 | BUSSMANN | EA |  |  |  |  | 3
62 | 2020657692 | FUSE, MODEL: C14G2, AC CYLINDRICAL FUSE, 2 AMP (2A) GG 690V, 14X51MM, MANUF: BUSSMANN, FOR ESP TXR RECTIFIER | C14G2 | 041-H=011 111-EP-111-A01 111-EP-111-A02 111-EP-121-A01 111-EP-121-A02 111-EP-131-A01 111-EP-131-A02 111-EP-141-A01 111-EP-141-A02 | BUSSMANN | PC |  |  |  |  | 3
63 | 2020657634 | OEM, FUSE, TYPE C14G4, 4A, 690V, 14X51MM, PN: 68264251, FOR LV VSD, MANUF: ABB, DWG NO. VG2158-108-B-013 | 68264251 | 041-H-011 | ABB | PC |  |  | 2 |  | 3
64 | 2020907038 | THERMOSTAT RITTAL RITTAL SK 3110.000, 24/48/60/115/230 V AC, PART#: SK 3110.000, MANUF: RITTAL, FOR 023-H-301; 028-H-051, DRAWG: VJ2153-304-A-019/037 | SK 3110.000 | 041-H-011 023-H-301 028-H-301 | RITTAL | PC | [6 empty] | 1
65 | 2095621408 | MODULE, INSTRUMENT, TYPE / FUNCTION: REPEATER POWER SUPPLY, MANUFACTURER: MTL, MODEL / PART NUMBER: MTL5541, QA/QC DOCUMENT REQUIRED: CO,CQ | MTL5541 | 041-H-011 | MTL | #N/A | [6 empty] | 1
66 | 2020457617 | LED, GREEN, MANUF: SCHNEIDER, PART#: ZB4BVG3, FOR 041-H-011, DRWG: VM2153-304-A-700 | ZB4BVG3 | 041-H-011 | SCHNEIDER | EA | [6 empty] | 1
67 | 2020457618 | LED,YELLOW,MANUF: SCHNEIDER, PART# ZB4BVG5, FOR 041-H-011, DRWG: VM2153-304-A-700 | ZB4BVG5 | 041-H-011 | SCHNEIDER | EA | [6 empty] | 1
68 | 2020457619 | LED, RED, MANUF:SCHNEIDER, PART# ZB4BVG4, FOR 041-H-011, DRWG: VM2153-304-A-700 | ZB4BVG4 | 041-H-011 | SCHNEIDER | EA | [6 empty] | 1
69 | 2020657898 | SCR, SILICON-CONTROLLED RECTIFIER, THYRO-PX 3-POLE 500HF, MANUF: AEG/GERMANY, PART# 3PX690-500HF, FOR 043-H-101, DRWG: VM215A-002-A-201-55 | 3PX690-500HF | 043-H-101 | AEG/GERMANY | EA | [6 empty] | 1
70 | 2020657899 | CURRENT TRANSFORMER, KBM-05 500/5A 15VA, MANUF:L IGHT STAR, PART# KBM-05-500/5A-15VA, FOR 043-H-101, DRWG: VM215A-002-A-201-55 | KBM-05-500/5A-15VA | 043-H-101 | L IGHT STAR | EA | [6 empty] | 1
71 | 2020657900 | FUSE, 690V, 1A ,14MM X 51MM, MANUF#.FERRAZ SHAWMUT, PART#. FR14GG69V1, FOR 043-H-101~105, DRWG: VM215A-002-A-201-55 | FR14GG69V1 | 043-H-101 043-H-102 043-H-103 043-H-104 043-H-105 | FERRAZ SHAWMUT | EA | [6 empty] | 1
72 | 2020657901 | FUSE, 690V,160A,NH00 AM 160A/690V,MANUF: .ETI, PART# 004111736, FOR 043-H-101/103, DRWG: VM215A-002-A-201-55, VM215A-002-A-203-55 | 4111736 | 043-H-101 043-H-102 043-H-103 043-H-104 043-H-105 | ETI | EA | [6 empty] | 3
73 | 2020657902 | FUSE, 690V,630A, 2BKN/50, MANUF: BUSSMANN ,PART# 170M5462, FOR 043-H-101, DRWG: VM215A-002-A-201-55 | 170M5462 | 043-H-101 | BUSSMANN | EA | [6 empty] | 3
74 | 2060120011 | GROUND FAULT RELAY, MANUF: DEESYS, PART# DGF-D11F, FOR 043-H-101/102/103/104/105, DRWG: VM215A-002-A-201-55~ VM215A-002-A-205-55 | DGF-D11F | 043-H-101 043-H-102 043-H-103 043-H-104 043-H-105 | DEESYS | EA | [6 empty] | 1
75 | 2020757827 | CONTACTOR, AF460 (COIL 230VAC), AF460-30-22 100-250V 50/60HZ / 100-250V DC CONTACTOR, MANUF: ABB, PART# 1SFL597001R7022, FOR 043-H-101, DRWG: VM215A-002-A-201-55 | 1SFL597001R7022 | 043-H-101 | ABB | EA | [6 empty] | 1
76 | 2020757828 | RELAY, 4PDT 220 VAC ,SZR-MY4-N1 230VAC, MANUF: HONEYWELL, PART#: SZR-MY4-N1-AC220V | SZR-MY4-N1-AC220V | 043-H-101 043-H-102 043-H-103 043-H-104 043-H-105 | HONEYWELL | EA | [6 empty] | 1
77 | 2020657903 | CURRENT TRANSFORMER, KBM-03 300/5A 15VA, CLASS 3.0, MANUF#.LIGHT STAR, PART#.KBM-03-300/5A-15VA, FOR 043-H-102, DRWG: VM215A-002-A-202-55 | KBM-03-300/5A-15VA | 043-H-102 | LIGHT STAR | EA | [6 empty] | 3
78 | 2020657904 | CURRENT TRANSFORMER, KBM-03 100/5A 5VA CLASS 3.0, FREQUENCY 50/60HZ, MAX VOLT 1.15KV, MANUF: LIGHT STAR, PART#KBM-03-100/5A-5VA, FOR 043-H-102, 043-H-104, DRWG: VM215A-002-A-202-55 | KBM-03-100/5A-5VA | 043-H-102 043-H-104 | LIGHT STAR | EA |  |  |  |  | 3
79 | 2020657905 | CURRENT TRANSFORMER, KBM-03 150/5A 5VA, CLASS 3.0, 50/60 HZ, MAX VOLT 1.15KV, MANUF: LIGHT STAR, PART#KBM-03-150/5A-5VA, FOR 043-H-102, DRWG: VM215A-002-A-202-55 | KBM-03-150/5A-5VA | 043-H-102 | LIGHT STAR | EA |  |  |  |  | 3
80 | 2020657906 | SCR, SILICON-CONTROLLED RECTIFIER, THYRO-PX 3-POLE 300HF, 3PX690-300HF, U=690V I=300A 3~ RELAY OUT: 4A 250V, MANUF: AEG/GERMANY, PART# 3PX690-300HF, FOR 043-H-102, DRWG: VM215A-002-A-202-55 | 3PX690-300HF | 043-H-102 | AEG/GERMANY | EA |  |  |  |  | 1
81 | 2020657907 | FUSE 690V,350A, CLASS AR, IR=200KA, M300046, MANUF: FERRAZSHAWMUT, PART # PC31UD69V350TF, FOR 043-H-102, DRWG: VM215A-002-A-202-56 | PC31UD69V350TF | 043-H-102 | FERRAZSHAWMUT | EA |  |  |  |  | 1
82 | 2020657908 | PORTENTIAL TRANSFORMER, 3 PHASE- 690/110VAC, 25VA X 2, CLASS 1.0, FREQ 50HZ, MANUF: LIGHT STAR, PART#: KB0-20, FOR 043-H-101~105, DRWG: VM215A-002-A-202-55 | KB0-20 | 043-H-101 043-H-102 043-H-103 043-H-104 043-H-105 | LIGHT STAR | EA |  |  |  |  | 1
83 | 2020757830 | RELAY, SZR-LY2-N1 230VAC, MANUF: HONEYWELL, PART# SZR-LY2-N1-AC220V, FOR 043-H-101~105, DRWG: VM215A-002-A-201-55 | SZR-LY2-N1-AC220V | 043-H-101 043-H-102 043-H-103 043-H-104 043-H-105 | HONEYWELL | EA |  |  |  |  | 1
84 | 2020757831 | RELAY, 4PDT 24VDC, MANUF:HONEYWELL, PART# SZR-MY4-N1-DC24V, FOR 043-H-101~105, DRWG: VM215A-002-A-201-55 | SZR-MY4-N1-DC24V | 043-H-101 043-H-102 043-H-103 043-H-104 043-H-105 | HONEYWELL | EA |  |  |  |  | 1
85 | 2020657909 | FUSE, 690V- 80A ,NH00 AM 80A/690V, MANUF# ETI, PART#. 004182413, FOR 043-H-102, DRWG: VM215A-002-A-202-55 | 4182413 | 043-H-102 | ETI | EA |  |  |  |  | 1
86 | 2020757832 | CONTACTOR, AF 1250 (COIL 230VAC) AF1250-30-22-70, MANUF#ABB, PART# 1SFL647001R7022, FOR 043-H-103, DRWG: VM215A-002-A-2013-55 | 1SFL647001R7022 | 043-H-103 | ABB | EA |  |  |  |  | 3
87 | 2020657910 | CURRENT TRANSFORMER, KBM-05 1000/5A 40VA, CLASS 1.0, FREQUENCY 50/60 HZ, MAX VOLT 1.15KV, MANUF: DEESYS, PART#KBM-05-1-40VA-1000/5A, FOR 043-H-103, DRWG: VM215A-002-A-203-55 | KBM-05-1-40VA-1000/5A | 043-H-103 | DEESYS | EA | [6 empty] | 1
88 | 2020657911 | SCR, SILICON-CONTROLLED RECTIFIER, THYRO-PX 3-POLE 780HF, U=690V I=780A 3~ RELAY OUT: 4A 250V, MANUF: AEG/GERMANY, PART# 3PX690-780HF, FOR 043-H-103, DRWG: VM215A-002-A-203-55 | 3PX690-780HF | 043-H-103 | AEG/GERMANY | EA | [6 empty] | 1
89 | 2020657912 | FUSE,690V-6A, CH14X51 GG , MANUF#ETI, PART# 002630005, FOR 043-H-101~105, DRWG: VM215A-002-A-203-55 | 002630005 | 043-H-101 043-H-102 043-H-103 043-H-104 043-H-105 | ETI | EA | [6 empty] | 3
90 | 2060120017 | ZERO PHASE CURRENT, INSIDE DIA.100Ø, RATED CURR. 800A, PRIMARY/SECONDARY: 200MA/100MV, MANUF: DEESYS, PART#: DZR-100, FOR 043-H-102/104/105, DRW#: VM215A-002-A-202-55 | DZR-100 | 043-H-102 043-H-104 043-H-105 | DEESYS | EA | [6 empty] | 1
91 | 2020657913 | CURRENT TRANSFORMER, KBM-03 200/5A 15VA CLASS 1.0, FREQUENCY 50/60 HZ, MAX VOLT 1.15KV, MANUF:LIGHT STAR, PART # KBM-03-1-15VA-200/5A, FOR 043-H-104, DRWG: VM215A-002-A-204-55 | KBM-03-1-15VA-200/5A | 043-H-104 | LIGHT STAR | EA | [6 empty] | 1
92 | 2020657914 | CURRENT TRANSFORMER, KBM-03 120/5A 5VA CLASS 1.0, FREQUENCY 50/60 HZ, MAX.VOLT 1150V, MANUF:LIGHT STAR, PART # KBM-03-1-15VA-200/5A, FOR 043-H-104, DRWG: VM215A-002-A-204-55 | KBM-03-1-15VA-200/5A | 043-H-104 | LIGHT STAR | EA | [6 empty] | 1
93 | 2020657917 | FUSE, 690V- 100A, NV00 NH00, 100KA, 100A AM, IEC /EN 60269, DIN 43620, MANUF: ETI, PART# 4182414, FOR 043-H-104~105, DRWG: VM215A-002-A-204-55 | 4182414 | 043-H-104 043-H-105 | ETI | EA | [6 empty] | 1
94 | 2020757834 | CONTACTOR, AF 185 (COIL 230V.AC), AF185-30-22-70, MANUF: ABB, PART# 1SFL497001R7022, FOR 043-H-105, DRWG: VM215A-002-A-205-55 | 1SFL497001R7022 | 043-H-105 | ABB | EA | [6 empty] | 1
95 | 2020657915 | SCR, SILICON-CONTROLLED RECTIFIER, THYRO-PX 3-POLE 200HF, 3PX690- 200HF, U=690V I=200A 3~ RELAY OUT: 4A 250V, MANUF: AEG/GERMANY, PART # 3PX690-200HF ASM, FOR 043-H-104, 043-H-105, DRWG: VM215A-002-A-204-55, VM215A-002-A-205-55 | 3PX690-200HF ASM | 043-H-104 043-H-105 | AEG/GERMANY | EA | [6 empty] | 1
96 | 2020657918 | FUSE, 500V 2A GG ,80KA, 10*38MM, MANUF: KACON, PART#KFS-B02, FOR 043-H-101~105, DRWG: VM215A-002-A-201-55 | KFS-B02 | 043-H-101 043-H-102 043-H-103 043-H-104 043-H-105 | KACON | EA | [6 empty] | 3
97 | 2020657919 | FUSE, 690VAC URD,630A, CLASS AR,X300078, MANUF: FERRAZSHAMUT, PART#PC33UD69V630TF, FOR 043-H-103, DRWG: VM215A-002-A-203-55 | PC33UD69V630TF | 043-H-103 | FERRAZSHAMUT | EA | [6 empty] | 3
98 | 2020950670 | FAN, 230V, 50/60 HZ, 0.29/0.35A, 64/80W, SCR VENTILATION FAN, PART#: W2E200-HK38-01, MANUF: EBMPAPST | W2E200-HK38-01 | 043-H-101 | EBMPAPST | PC | [6 empty] | 1
99 | 2020900029 | METER, MULTI-MEASUREMENT, PART#: DIRIS A40, 110-400VAC, FOR 028-H-051, MANUF: SOCOMEC | DIRIS A40 | 041-H-011 028-H-051 | SOCOMEC | SET | [6 empty] | 1
100 | 2020500110 | SWITCH, SS-5GL-F 5A 125VAC 3A 250VAC, MANUFACTURER: OMRON, PART# SS-5GL-F | SS-5GL-F | SSP06-EHP-401 SSP06-EHP-402 SSP06-EHP-404 SSP06-EHP-405 | OMRON | EA | [6 empty] | 1
IV | OVERHEAD CRANE'S SPARE PARTS - 022-CR-101, 023-CR-301, 023-CR-001, 028-CR-201
1 | 2050811864 | CRANE, PARTS, ITEM: BRAKE, ITEM TYPE: DISK BRAKE, PART NUMBER: 52318421, POSITION NUMBER: HOIST MOTOR, EQPT MANUFACTURER: KONECRANE, ADDITIONAL INFORMATION: CRANE SERIAL NO. 10576151/ HOIST TYPE: EXCXT60420200P64EJD0S; 10599759/ HOIST TYPE: EXCXT60420200P64EHD0S; 10604373/ HOIST TYPE: EXCXT70620600P64END0S, QA/QC DOCUMENT REQUIRED: QA/QC DOCUMENT | 52318421 | 022-CR-101 023-CR-301 023-CR-001 | KONECRANE | PC |  | 196768000 |  | 0 | 1 | 196768000 | 2 | 393536000 | Replace due to It is required by OEM
2 | TBU | CRANE, PARTS, ITEM: BRAKE, ITEM TYPE: DISK BRAKE, PART NUMBER: 52318424, POSITION NUMBER: BRIDGE MOTOR & TRAVELLING MOTOR, EQPT MANUFACTURER: KONECRANE, ADDITIONAL INFORMATION: CRANE SERIAL NO. 10576151/ HOIST TYPE: EXCXT60420200P64EJD0S; 10599759/ HOIST TYPE: EXCXT60420200P64EHD0S; 10603527/ HOIST TYPE: EXCXT60420220032P56EDD0S, QA/QC DOCUMENT REQUIRED: QA/QC DOCUMENT | 52318424 | 022-CR-101 023-CR-301 028-CR-201 | KONECRANE | PC |  | 38896000 |  | 0 | 1 | 38896000 | 2 | 77792000 | Replace due to It is required by OEM
3 | TBU | CRANE, PARTS, ITEM: BRAKE, ITEM TYPE: DISK BRAKE, PART NUMBER: 52319001, POSITION NUMBER: TRAVELLING MOTOR, EQPT MANUFACTURER: KONECRANE, ADDITIONAL INFORMATION: CRANE SERIAL NO. 10576151/ HOIST TYPE: EXCXT60420200P64EJD0S, QA/QC DOCUMENT REQUIRED: QA/QC DOCUMENT | 52319001 | 022-CR-101, 023-CR-301 | KONECRANE | PC |  | 80080000 |  | 0 | 1 | 80080000 | 1 | 80080000 | Replace due to It is required by OEM
4 | TBU | CRANE, PARTS, ITEM: BRAKE, ITEM TYPE: DISK BRAKE, PART NUMBER: 52329589, POSITION NUMBER: BRIDGE MOTOR & TRAVELLING MOTOR, EQPT MANUFACTURER: KONECRANE, ADDITIONAL INFORMATION: CRANE SERIAL NO. 10604373/ HOIST TYPE: EXCXT70620600P64END0S, QA/QC DOCUMENT REQUIRED: QA/QC DOCUMENT | 52329589 | 023-CR-001 | KONECRANE | PC |  | 114400000 |  | 0 | 1 | 114400000 |  | 0 | Replace due to It is required by OEM
5 | 2050811845 | CRANE, PARTS, ITEM: BRAKE, ITEM TYPE: DISK BRAKE, PART NUMBER: 52318420, POSITION NUMBER: HOIST MOTOR, EQPT MANUFACTURER: KONECRANE, ADDITIONAL INFORMATION: CRANE SERIAL NO. 10603527/ HOIST TYPE: EXCXT60420220032P56EDD0S, QA/QC DOCUMENT REQUIRED: QA/QC DOCUMENT | 52318420 | 028-CR-201 | KONECRANE | PC |  | 183040000 |  | 0 | 1 | 183040000 |  | 0 | Replace due to It is required by OEM
6 | TBU | CRANE, PARTS, ITEM: BRAKE, ITEM TYPE: DISK BRAKE, PART NUMBER: 52318428, POSITION NUMBER: BRIDGE MOTOR, EQPT MANUFACTURER: KONECRANE, ADDITIONAL INFORMATION: CRANE SERIAL NO. 10603527/ HOIST TYPE: EXCXT60420220032P56EDD0S, QA/QC DOCUMENT REQUIRED: QA/QC DOCUMENT | 52318428 | 028-CR-201 | KONECRANE | PC |  | 183040000 |  | 0 | 1 | 183040000 |  | 0 | Replace due to It is required by OEM
7 | 2020500817 | CONTROLLER, 9-36VDC, 8A, 14 INPUT/4 OUTPUT, IP67, P/N #: 11130919, Model #: MC024-110, SAMGONG | 11130919 | 200-Y-004/005/006/007-CP002 | SAMGONG | SET | 4586 | 119236000 |  | 0 | 5 | 596180000 |  | 0
V | MCC'S SPARE PARTS FOR PPU'S EXTRUDER - 061-MCC-601 & 061-MCC-602
1 | TBU | INVERTER, 4KW, FC-302P4K0-T5-E20-H1-XGXXXX , P/N: 131B0040, MANUFACTURE: DANFOSS | FC-302P4K0-T5-E20-H1-XGXXXX | 061-MCC-601 061-MCC-602 | DANFOSS | SET |  |  |  | 0 | 2 | 0 |  | 0 | Spare part for MCC's Extruder
2 | TBU | INVERTER, 1.1KW, FC-302P1K1-T5-E20-H1-XGXXXX ,P/N: 131B0036, MANUFACTURE: DANFOSS | FC-302P1K1-T5-E20-H1-XGXXXX | 061-MCC-601 061-MCC-602 | DANFOSS | SET |  |  |  | 0 | 2 | 0 |  | 0 | Spare part for MCC's Extruder
3 | TBU | 3PH AUTOMATIC CIRCUIT BREAKER, 5SY6302-7, 2A, C, SIEMENS | 5SY6302-7 | 061-MCC-601 061-MCC-602 | SIENSENS | PC |  |  |  | 0 | 2 | 0 |  | 0 | Spare part for MCC's Extruder
4 | TBU | 2PH AUTOMATIC CIRCUIT BREAKER, 5SY4206-8, 6A, D, SIEMENS | 5SY4206-8 | 061-MCC-601 061-MCC-602 | SIENSENS | PC |  |  |  | 0 | 2 | 0 |  | 0 | Spare part for MCC's Extruder
5 | TBU | 1PH AUTOMATIC CIRCUIT BREAKER, 5SY6106-7, 6A, C, SIEMENS | 5SY6106-7 | 061-MCC-601 061-MCC-602 | SIENSENS | PC |  |  |  | 0 | 2 | 0 |  | 0 | Spare part for MCC's Extruder
6 | TBU | 2PH AUTOMATIC CIRCUIT BREAKER, 5SY4202-8, 2A, D, SIEMENS | 5SY4202-8 | 061-MCC-601 061-MCC-602 | SIENSENS | PC |  |  |  | 0 | 2 | 0 |  | 0 | Spare part for MCC's Extruder
7 | TBU | 1PH AUTOMATIC CIRCUIT BREAKER, 5SY6102-7, 2A, C, SIEMENS | 5SY6102-7 | 061-MCC-601 061-MCC-602 | SIENSENS | PC |  |  |  | 0 | 2 | 0 |  | 0 | Spare part for MCC's Extruder
8 | TBU | WHITE LAMP, 3SB3252-6AA60, 230Vac, SIEMENS | 3SB3252-6AA60 | 061-MCC-601 061-MCC-602 | SIENSENS | PC |  |  |  | 0 | 2 | 0 |  | 0 | Spare part for MCC's Extruder
9 | TBU | LAMPHOLDERS+WHITE LED, 3SB3400-1RE, 230Vac, SIEMENS | 3SB3400-1RE | 061-MCC-601 061-MCC-602 | SIENSENS | PC |  |  |  | 0 | 2 | 0 |  | 0 | Spare part for MCC's Extruder
10 | TBU | 3PH AUTOMATIC CIRCUIT BREAKER, 3VL1703-2DA33-0AA0, 32A, 55kA, SIEMENS | 3VL1703-2DA33-0AA0 | 061-MCC-601 061-MCC-602 | SIENSENS | PC |  |  |  | 0 | 2 | 0 |  | 0 | Spare part for MCC's Extruder
11 | TBU | BLACK ROTATIVE HANDLE, 3VL9300-3HF05, SIEMENS | 3VL9300-3HF05 | 061-MCC-601 061-MCC-602 | SIENSENS | PC |  |  |  | 0 | 2 | 0 |  | 0 | Spare part for MCC's Extruder
12 | TBU | TERMINALS COVER CAP, 3VL9300-8CB30, n°2, SIEMENS | 3VL9300-8CB30 | 061-MCC-601 061-MCC-602 | SIENSENS | PC |  |  |  | 0 | 2 | 0 |  | 0 | Spare part for MCC's Extruder
13 | TBU | MIN.COIL, 3VL9400-1UH00, 220-250Vac, SIEMENS | 3VL9400-1UH00 | 061-MCC-601 061-MCC-602 | SIENSENS | PC |  |  |  | 0 | 2 | 0 |  | 0 | Spare part for MCC's Extruder
14 | TBU | EXTENSION, 8UC6082, L=600mm 8x8mm, SIEMENS | 8UC6082 | 061-MCC-601 061-MCC-602 | SIENSENS | PC |  |  |  | 0 | 2 | 0 |  | 0 | Spare part for MCC's Extruder
15 | TBU | TRANSFORMER, SMU/4013, 1000VA, 400Vac / 230Vac, VARAT | SMU/4013 | 061-MCC-601 061-MCC-602 | VARAT | PC |  |  |  | 0 | 1 | 0 |  | 0 | Spare part for MCC's Extruder
16 | TBU | TRANSFORMER, SMU/4009, 400VA, 400Vac / 230Vac, VARAT | SMU/4009 | 061-MCC-601 061-MCC-602 | VARAT | PC |  |  |  | 0 | 1 | 0 |  | 0 | Spare part for MCC's Extruder
17 | TBU | THERMOSTAT, SK 3110000, RITTAL | SK 3110000 | 061-MCC-601 061-MCC-602 | RITTAL | PC |  |  |  | 0 | 1 | 0 |  | 0 | Spare part for MCC's Extruder
18 | TBU | 2PH AUTOMATIC CIRCUIT BREAKER, 5SY6202-7, 2A, C, SIEMENS | 5SY6202-7 | 061-MCC-601 061-MCC-602 | SIENSENS | PC |  |  |  | 0 | 2 | 0 |  | 0 | Spare part for MCC's Extruder
19 | TBU | FAN, SK 3149420, 216...254VAC, RITTAL | SK 3149420 | 061-MCC-601 061-MCC-602 | RITTAL | PC |  |  |  | 0 | 2 | 0 |  | 0 | Spare part for MCC's Extruder
20 | TBU | DIFFERENTIAL, 5SM3312-6, 30mA, 25A, SIEMENS | 5SM3312-6 | 061-MCC-601 061-MCC-602 | SIENSENS | PC |  |  |  | 0 | 2 | 0 |  | 0 | Spare part for MCC's Extruder
21 | TBU | 2PH AUTOMATIC CIRCUIT BREAKER, 5SY6204-7, 4A, C, SIEMENS | 5SY6204-7 | 061-MCC-601 061-MCC-602 | SIENSENS | PC |  |  |  | 0 | 2 | 0 |  | 0 | Spare part for MCC's Extruder
22 | TBU | CABINET LIGHTING LAMP, SZ 4138140, 230Vac, 14W, RITTAL | SZ 4138140 | 061-MCC-601 061-MCC-602 | RITTAL | PC |  |  |  | 0 | 2 | 0 |  | 0 | Spare part for MCC's Extruder
23 | TBU | DOOR SWITCH WITH CABLE, SZ 4315520, 600mm, RITTAL | SZ 4315520 | 061-MCC-601 061-MCC-602 | RITTAL | PC |  |  |  | 0 | 2 | 0 |  | 0 | Spare part for MCC's Extruder
24 | TBU | SELECTOR KEY, 3SB3000-4AD11, BK 2PoS, SIEMENS | 3SB3000-4AD11 | 061-MCC-601 061-MCC-602 | SIENSENS | PC |  |  |  | 0 | 2 | 0 |  | 0 | Spare part for MCC's Extruder
25 | TBU | AUX CONTACTS FOR 3SB3, 3SB3400-0B, 1L, SIEMENS | 3SB3400-0B | 061-MCC-601 061-MCC-602 | SIENSENS | PC |  |  |  | 0 | 2 | 0 |  | 0 | Spare part for MCC's Extruder
26 | TBU | POWER SUPPLY CABLE FOR LAMP, SZ 4315100, 3000mm, RITTAL | SZ 4315100 | 061-MCC-601 061-MCC-602 | RITTAL | PC |  |  |  | 0 | 2 | 0 |  | 0 | Spare part for MCC's Extruder
27 | TBU | LAMP TO LAMP CONNECTION CABLE, SZ 4315400, 600mm, RITTAL | SZ 4315400 | 061-MCC-601 061-MCC-602 | RITTAL | PC |  |  |  | 0 | 2 | 0 |  | 0 | Spare part for MCC's Extruder
28 | TBU | RELAY 4SPDT, MY4N-CR220240ACS-1, 250V, OMRON | MY4N-CR220240ACS-1 | 061-MCC-601 061-MCC-602 | OMRON | PC |  |  |  | 0 | 5 | 0 |  | 0 | Spare part for MCC's Extruder
29 | TBU | SOCKET, PYF14ANBY0MZ-168, 14P, OMRON | PYF14ANBY0MZ-168 | 061-MCC-601 061-MCC-602 | OMRON | PC |  |  |  | 0 | 5 | 0 |  | 0 | Spare part for MCC's Extruder
30 | TBU | BLACK PUSH-BUTTON, 3SB3000-0AA11, NO, SIEMENS | 3SB3000-0AA11 | 061-MCC-601 061-MCC-602 | SIENSENS | PC |  |  |  | 0 | 2 | 0 |  | 0 | Spare part for MCC's Extruder
31 | TBU | PTC RELAY, 3RN1011-1CK00, 184...253VAC, SIEMENS | 3RN1011-1CK00 | 061-MCC-601 061-MCC-602 | SIENSENS | PC |  |  |  | 0 | 2 | 0 |  | 0 | Spare part for MCC's Extruder
32 | TBU | CONTACTOR, 3RT2016-1AP01, 4kW, 230Vac, SIEMENS | 3RT2016-1AP01 | 061-MCC-601 061-MCC-602 | SIENSENS | PC |  |  |  | 0 |  | 0 | 2 | 0 | Spare part for MCC's Extruder
33 | TBU | AUTOMATIC CIRCUIT BREAKER, 3RV2011-1HA10, 5.5-8A, SIEMENS | 3RV2011-1HA10 | 061-MCC-601 061-MCC-602 | SIENSENS | PC |  |  |  | 0 |  | 0 | 2 | 0 | Spare part for MCC's Extruder
34 | TBU | AUXILIARY CONTACTS FOR 3RV10, 3RV2901-1B, 2L, SIEMENS | 3RV2901-1B | 061-MCC-601 061-MCC-602 | SIENSENS | PC |  |  |  | 0 |  | 0 | 2 | 0 | Spare part for MCC's Extruder
35 | TBU | MODULE ELECTRICAL AND MECHANI, 3RA1921-1DA00, SIEMENS | 3RA1921-1DA00 | 061-MCC-601 061-MCC-602 | SIENSENS | PC |  |  |  | 0 |  | 0 | 2 | 0 | Spare part for MCC's Extruder
36 | TBU | RELAY 2SPDT, G2R2SN230ACSNEW, 250V, OMRON | G2R2SN230ACSNEW | 061-MCC-601 061-MCC-602 | OMRON | PC |  |  |  | 0 |  | 0 | 5 | 0 | Spare part for MCC's Extruder
37 | TBU | SOCKET, P2RF08EBY0MZ-113, 8P, OMRON | P2RF08EBY0MZ-113 | 061-MCC-601 061-MCC-602 | OMRON | PC |  |  |  | 0 |  | 0 | 5 | 0 | Spare part for MCC's Extruder
38 | TBU | YELLOW LAMP, 3SB3001-6AA30, SIEMENS | 3SB3001-6AA30 | 061-MCC-601 061-MCC-602 | SIENSENS | PC |  |  |  | 0 |  | 0 | 2 | 0 | Spare part for MCC's Extruder
39 | TBU | LAMPHOLDERS+YELLOW LED, 3SB3400-1RA, 230Vac, SIEMENS | 3SB3400-1RA | 061-MCC-601 061-MCC-602 | SIENSENS | PC |  |  |  | 0 |  | 0 | 2 | 0 | Spare part for MCC's Extruder
40 | TBU | SELECTOR, 3SB3000-2DA11, 3 PoS. BK, SIEMENS | 3SB3000-2DA11 | 061-MCC-601 061-MCC-602 | SIENSENS | PC |  |  |  | 0 |  | 0 | 2 | 0 | Spare part for MCC's Extruder
41 | TBU | AUX CONTACTS FOR 3SB3, 3SB3400-0C, 1R, SIEMENS | 3SB3400-0C | 061-MCC-601 061-MCC-602 | SIENSENS | PC |  |  |  | 0 |  | 0 | 2 | 0 | Spare part for MCC's Extruder
42 | TBU | GREEN PUSH-BUTTON, 3SB3001-0AA41, NO, SIEMENS | 3SB3001-0AA41 | 061-MCC-601 061-MCC-602 | SIENSENS | PC |  |  |  | 0 |  | 0 | 2 | 0 | Spare part for MCC's Extruder
43 | TBU | LAMPHOLDERS+GREEN LED, 3SB3400-1RC, 230Vac, SIEMENS | 3SB3400-1RC | 061-MCC-601 061-MCC-602 | SIENSENS | PC |  |  |  | 0 |  | 0 | 2 | 0 | Spare part for MCC's Extruder
44 | TBU | AUTOMATIC CIRCUIT BREAKER, 3RV2011-1BA10, 1.4-2A, SIEMENS | 3RV2011-1BA10 | 061-MCC-601 061-MCC-602 | SIENSENS | PC |  |  |  | 0 |  | 0 | 2 | 0 | Spare part for MCC's Extruder
45 | TBU | PROGRAMMABLE ELECTRONIC RELAY, 3RR2141-1AA30, 1.6-16A, SIEMENS | 3RR2141-1AA30 | 061-MCC-601 061-MCC-602 | SIENSENS | PC |  |  |  | 0 |  | 0 | 2 | 0 | Spare part for MCC's Extruder
46 | TBU | CONTACTOR 3RT10 SIZE S0, 3RT1016-1AP01, 110VAC, 50-60Hz, 4kW 1L, SIEMENS | 3RT1016-1AP01 | 061-MCC-601 061-MCC-602 | SIENSENS | PC |  |  |  | 0 |  | 0 | 2 | 0 | Spare part for MCC's Extruder
47 | TBU | AUX CONTACTS FOR 3RT10, 3RH1921-1FA22, 2L + 2R, SIEMENS | 3RH1921-1FA22 | 061-MCC-601 061-MCC-602 | SIENSENS | PC |  |  |  | 0 |  | 0 | 2 | 0 | Spare part for MCC's Extruder
48 | TBU | AUTOMATIC CIRCUIT BREAKER, 3RV2011-0DA10, 0.22-0.32A, SIEMENS | 3RV2011-0DA10 | 061-MCC-601 061-MCC-602 | SIENSENS | PC |  |  |  | 0 |  | 0 | 2 | 0 | Spare part for MCC's Extruder
49 | TBU | AUXILIARY CONTACTS FOR 3RV10, 3RV2901-1E, 1L+1R, SIEMENS | 3RV2901-1E | 061-MCC-601 061-MCC-602 | SIENSENS | PC |  |  |  | 0 |  | 0 | 2 | 0 | Spare part for MCC's Extruder
50 | TBU | AUTOMATIC CIRCUIT BREAKER, 3RV2011-1DA10, 2.2-3.2A, SIEMENS | 3RV2011-1DA10 | 061-MCC-601 061-MCC-602 | SIENSENS | PC |  |  |  | 0 |  | 0 | 2 | 0 | Spare part for MCC's Extruder
51 | TBU | AUTOMATIC CIRCUIT BREAKER, 3RV2011-1GA10, 4.5-6.3A, SIEMENS | 3RV2011-1GA10 | 061-MCC-601 061-MCC-602 | SIENSENS | PC |  |  |  | 0 |  | 0 | 2 | 0 | Spare part for MCC's Extruder
52 | TBU | AUTOMATIC CIRCUIT BREAKER, 3RV2011-1EA10, 2.8-4A, SIEMENS | 3RV2011-1EA10 | 061-MCC-601 061-MCC-602 | SIENSENS | PC |  |  |  | 0 |  | 0 | 2 | 0 | Spare part for MCC's Extruder
VI | SPARE PARTS FOR PURGING SYSTEM OF MAKE-UP COMPRESSOR MOTOR - 020-KM-301A/B/C/D
1 | 2020808486 | BRUSH, EARTHING, TYPE: RAIL SWEEPER, SIZE: ~50MM, BRUSH MATERIAL: METAL, OVERALL LENGTH: ~ 60MM, ADDITIONAL INFORMATION: BRUSH FOR RAIL, OVERVIEW: ~LxWxH: 115x45x180MM INCLUDED SUPPORT, QA/QC DOCUMENT REQUIRED: CO, CQ |  | 155-A-0002G, 155-A-0002F | AUXEMA | PC |  | 48064617.3913 | 8 | 384516939.1304 | 2 | 96129234.7826 | 2 | 96129234.7826
2 | 2000101100 | PANEL, ELECTRICAL, MANUFACTURER: SCHNEIDER, MODEL: SM6-GAM2, RATED VOLTAGE: 6.6KV, RATED FREQUENCY: 50HZ, RATED CURRENT: 630A, QA/QC DOCUMENT REQUIRED: CO, CQ | SM6-GAM2 | 155-A-0002G-SG301, 155-A-0002F-SG301 | SCHNEIDER | PC |  |  |  | 0 | 1 | 0 |  | 0
3 | 2000101101 | FUSE, POWER, TYPE: FUSARC CF, RATED VOLTAGE: 6-12KV, RATED CURENT: 80A, BREAKING CAPACITY: 63KA, MODEL: 51006520M0, MANUFACTURER: SCHNEIDER, QA/QC DOCUMENT REQUIRED: CO, CQ | 51006520M0 | 155-A-0002G-SG301, 155-A-0002F-SG301 | SCHNEIDER | PC |  |  |  | 0 | 6 | 0 |  | 0
4 | 2000101102 | PANEL, ELECTRICAL, PARTS, ITEM: PRESSURE TRANSDUCER, HV SWGR SF-6, MODEL: GLI/LCD/D, OEM DRAWING NUMBER: VG215A-101-B-801, POSITION NUMBER: 5, EQPT MANUFACTURER: ELECTRONSYSTEM, QA/QC DOCUMENT REQUIRED: CO, CQ | GLI/LCD/D | 155-A-0002G-SG301, 155-A-0002F-SG301 | ELECTRONSYSTEM | SET |  | 29964717.3913 |  | 0 | 3 | 89894152.1739 |  | 0
5 | 2000101103 | PANEL, ELECTRICAL, PARTS, ITEM: CONTROL UNIT, F-351.PCL, OEM DRAWING NUMBER: VC2158-202-T-801, POSITION NUMBER: 1, EQPT MANUFACTURER: ELB, QA/QC DOCUMENT REQUIRED: CO, CQ |  | 020-KM-301A, 020-KM-301B, 020-KM-301C, 020-KM-301D | ELB | PC |  | 1211585210.8043 |  | 0 | 1 | 1211585210.8043 | 1 | 1211585210.8043 | - To delivery by year 2026 | 1
6 | 2000101104 | PANEL, ELECTRICAL, PARTS, ITEM: ENCLOSURE WITH GUB-01, OEM DRAWING NUMBER: VC2158-202-T-801, POSITION NUMBER: 2b, ADDITIONAL INFORMATION: INCLUDED OPTO RELAIS F-369, EQPT MANUFACTURER: ELB, QA/QC DOCUMENT REQUIRED: CO, CQ |  | 020-KM-301A, 020-KM-301B, 020-KM-301C, 020-KM-301D | ELB | PC |  | 199834700.2826 |  | 0 | 2 | 399669400.5652 | 2 | 399669400.5652 | - To delivery by year 2026 | 2
7 | 2000101105 | PANEL, ELECTRICAL, PARTS, ITEM: PRESSURE REGULATOR, OEM DRAWING NUMBER: VC2158-202-T-801, POSITION NUMBER: 13, EQPT MANUFACTURER: ELB, QA/QC DOCUMENT REQUIRED: CO, CQ |  | 020-KM-301A, 020-KM-301B, 020-KM-301C, 020-KM-301D | ELB | PC |  | 112494359.25 |  | 0 | 2 | 224988718.5 | 2 | 224988718.5 | - To delivery by year 2026 | 2
8 | 2000101106 | PANEL, ELECTRICAL, PARTS, ITEM: PRESSURE GAUGE, OEM DRAWING NUMBER: VC2158-202-T-801, POSITION NUMBER: 14, EQPT MANUFACTURER: ELB, QA/QC DOCUMENT REQUIRED: CO, CQ |  | 020-KM-301A, 020-KM-301B, 020-KM-301C, 020-KM-301D | ELB | PC |  | 22708489.2738 |  | 0 |  | 0 | 2 | 45416978.5477 | - To delivery by year 2026 | 1
9 | 2000101107 | PANEL, ELECTRICAL, PARTS, ITEM: PROPORTIONAL VALVE, OEM DRAWING NUMBER: VC2158-202-T-801, POSITION NUMBER: 16, EQPT MANUFACTURER: ELB, QA/QC DOCUMENT REQUIRED: CO, CQ |  | 020-KM-301A, 020-KM-301B, 020-KM-301C, 020-KM-301D | ELB | PC |  | 245251677.6196 |  | 0 |  | 0 | 2 | 490503355.2391 | - To delivery by year 2026 | 2
10 | 2000101108 | PANEL, ELECTRICAL, PARTS, ITEM: PURGE VALVE, OEM DRAWING NUMBER: VC2158-202-T-801, POSITION NUMBER: 17, EQPT MANUFACTURER: ELB, QA/QC DOCUMENT REQUIRED: CO, CQ |  | 020-KM-301A, 020-KM-301B, 020-KM-301C, 020-KM-301D | ELB | PC |  | 347265195.9457 |  | 0 |  | 0 | 2 | 694530391.8913 | - To delivery by year 2026 | 2
11 | 2060120233 | TIMER, TIMER RESERVOIRS, MANUF: EXPO TECHNOLOGIES, CABIN MODE: D758, POS#: 4, PART#: AGE-GE00-168 | AGE-GE00-168 | 011-KM-001 011-KM-002 014-K-111A 014-K-111B 020-KM-401A 020-KM-401B 020-PM-003 020-PM-103 020-PM-203 023-KM-301 028-KM-201 040-KM-101 042-KM-101 042-KM-201 042-KM-401 042-A-502-KM01 046-KM-101 047-KM-101 110-P-001C | EXPO TECHNOLOGIES | PC |  | 24840000 |  |  | 1 | 24840000 | 1 | 24840000
12 | 2060120234 | REGULATOR, CLAPS REGULATOR, MANUF: EXPO TECHNOLOGIES, CABIN MODE: D758, POS#: 5, PART: HRD-0000-000 | HRD-0000-000 | 011-KM-001 011-KM-002 014-K-111A 014-K-111B 020-KM-401A 020-KM-401B 020-PM-003 020-PM-103 020-PM-203 023-KM-301 028-KM-201 040-KM-101 042-KM-101 042-KM-201 042-KM-401 042-A-502-KM01 046-KM-101 047-KM-101 110-P-001C | EXPO TECHNOLOGIES | PC |  | 54641376 | 2 | 109282752 | 1 | 54641376 | 1 | 54641376
13 | 2060120237 | VALVE, PURGE VALVE, CABIN MODE: D758, POS#: 8, PART: S0044/030, MANUF: EXPO TECHNOLOGIES | S0044/030 | 011-KM-001 011-KM-002 014-K-111A 014-K-111B 020-KM-401A 020-KM-401B 020-PM-003 020-PM-103 020-PM-203 023-KM-301 028-KM-201 040-KM-101 042-KM-101 042-KM-201 042-KM-401 042-A-502-KM01 046-KM-101 047-KM-101 110-P-001C | EXPO TECHNOLOGIES | PC |  | 16217760 |  | 0 | 1 | 16217760 | 1 | 16217760
14 | 2020500092 | SWITCH, ALARM/PRESSURIZED SWITCH, 250V, 4A, SPNO EX D II, MANUF: EXPO TECHNOLOGIES, CABIN MODE: D758, POS#: 9, PART: S0191/025 | S0191/025 | 011-KM-001 011-KM-002 014-K-111A 014-K-111B 020-KM-401A 020-KM-401B 020-PM-003 020-PM-103 020-PM-203 023-KM-301 028-KM-201 040-KM-101 042-KM-101 042-KM-201 042-KM-401 042-A-502-KM01 046-KM-101 047-KM-101 110-P-001C | EXPO TECHNOLOGIES | PC |  | 15801920 |  | 0 | 1 | 15801920 | 1 | 15801920
15 | 2020500093 | SWITCH, POWER INTERLOCK SWITCH, 250V, 4A, DPNO, EX D II, MANUF: EXPO TECHNOLOGIES, CABIN MODE: D758, POS#: 10, PART: S0191/026 | S0191/026 | 011-KM-001 011-KM-002 014-K-111A 014-K-111B 020-KM-401A 020-KM-401B 020-PM-003 020-PM-103 020-PM-203 023-KM-301 028-KM-201 040-KM-101 042-KM-101 042-KM-201 042-KM-401 042-A-502-KM01 046-KM-101 047-KM-101 110-P-001C | EXPO TECHNOLOGIES | PC |  | 26530592 |  | 0 | 1 | 26530592 | 1 | 26530592
16 | 2060120239 | SENSOR, PURGE FLOW SENSOR, MANUF: EXPO TECHNOLOGIES, CABIN MODE: D758, POS#: 12, PART: S0030/606 | S0030/606 | 011-KM-001 011-KM-002 014-K-111A 014-K-111B 020-KM-401A 020-KM-401B 020-PM-003 020-PM-103 020-PM-203 023-KM-301 028-KM-201 040-KM-101 042-KM-101 042-KM-201 042-KM-401 042-A-502-KM01 046-KM-101 047-KM-101 110-P-001C | EXPO TECHNOLOGIES | PC |  | 32435520 |  | 0 | 1 | 32435520 | 1 | 32435520
17 | 2060120242 | SENSOR, MINIMUM PRESSURE SENSOR, MANUF: EXPO TECHNOLOGIES, CABIN MODE: D758, POS#: 15, PART: S0030/016 | S0030/016 | 011-KM-001 011-KM-002 014-K-111A 014-K-111B 020-KM-401A 020-KM-401B 020-PM-003 020-PM-103 020-PM-203 023-KM-301 028-KM-201 040-KM-101 042-KM-101 042-KM-201 042-KM-401 042-A-502-KM01 046-KM-101 047-KM-101 110-P-001C | EXPO TECHNOLOGIES | PC |  | 32435520 |  | 0 | 1 | 32435520 | 1 | 32435520
18 | 2060120243 | SENSOR, INTERMEDIATE PRESSURE SENSOR, MANUF: EXPO TECHNOLOGIES, CABIN MODE: D758, POS#: 16, PART: HSI-0160-000 | HSI-0160-000 | 011-KM-001 011-KM-002 014-K-111A 014-K-111B 020-KM-401A 020-KM-401B 020-PM-003 020-PM-103 020-PM-203 023-KM-301 028-KM-201 040-KM-101 042-KM-101 042-KM-201 042-KM-401 042-A-502-KM01 046-KM-101 047-KM-101 110-P-001C | EXPO TECHNOLOGIES | PC |  | 32435520 |  | 0 | 1 | 32435520 | 1 | 32435520
19 | 2060120246 | SENSOR, CLAPS SENSOR, MANUF: EXPO TECHNOLOGIES, CABIN MODE: D758, POS#: 19, PART: S0030/588 | S0030/588 | 011-KM-001 011-KM-002 014-K-111A 014-K-111B 020-KM-401A 020-KM-401B 020-PM-003 020-PM-103 020-PM-203 023-KM-301 028-KM-201 040-KM-101 042-KM-101 042-KM-201 042-KM-401 042-A-502-KM01 046-KM-101 047-KM-101 110-P-001C | EXPO TECHNOLOGIES | PC |  | 32435520 |  | 0 | 1 | 32435520 | 1 | 32435520
20 | 2060120247 | REGULATOR, AIR SUPPLY FILTER/REGULATOR, S0015/275 FILTER REGULATOR, MANUF: EXPO TECHNOLOGIES, CABIN MODE: D758, POS#: 20, PART: KFL-A01N-001 | KFL-A01N-001 | 011-KM-001 011-KM-002 014-K-111A 014-K-111B 020-KM-401A 020-KM-401B 020-PM-003 020-PM-103 020-PM-203 023-KM-301 028-KM-201 040-KM-101 042-KM-101 042-KM-201 042-KM-401 042-A-502-KM01 046-KM-101 047-KM-101 110-P-001C | EXPO TECHNOLOGIES | PC |  | 32435520 | 2 | 64871040 | 2 | 64871040 |  | 0
21 | 2060120248 | GAUGE, MAIN AIR SUPPLY, MANUF: EXPO TECHNOLOGIES, CABIN MODE: D758, POS#: 21, PART: S0015/018 | S0015/018 | 011-KM-001 011-KM-002 014-K-111A 014-K-111B 020-KM-401A 020-KM-401B 020-PM-003 020-PM-103 020-PM-203 023-KM-301 028-KM-201 040-KM-101 042-KM-101 042-KM-201 042-KM-401 042-A-502-KM01 046-KM-101 047-KM-101 110-P-001C | EXPO TECHNOLOGIES | PC |  | 9980160 |  | 0 |  | 0 | 1 | 9980160
22 | 2060120249 | GAUGE, LOGIC AIR SUPPLY, MANUF: EXPO TECHNOLOGIES, CABIN MODE: D758, POS#: 22, PART: S0015/135 | S0015/135 | 011-KM-001 011-KM-002 014-K-111A 014-K-111B 020-KM-401A 020-KM-401B 020-PM-003 020-PM-103 020-PM-203 023-KM-301 028-KM-201 040-KM-101 042-KM-101 042-KM-201 042-KM-401 042-A-502-KM01 046-KM-101 047-KM-101 110-P-001C | EXPO TECHNOLOGIES | PC |  | 8898976 |  | 0 | 1 | 8898976 | 1 | 8898976
23 | 2060120250 | REGULATOR, LOGIC AIR SUPPLY, MANUF: EXPO TECHNOLOGIES, CABIN MODE: D758, POS#: 23, PART: S0015/133 | S0015/133 | 011-KM-001 011-KM-002 014-K-111A 014-K-111B 020-KM-401A 020-KM-401B 020-PM-003 020-PM-103 020-PM-203 023-KM-301 028-KM-201 040-KM-101 042-KM-101 042-KM-201 042-KM-401 042-A-502-KM01 046-KM-101 047-KM-101 110-P-001C | EXPO TECHNOLOGIES | PC |  | 14471232 |  | 0 | 1 | 14471232 |  | 0
24 | 2001402594 | BATTERY FOR PURGE SYSTEM, ETM-IS31-001, MANUF: EXPO TECHNOLOGIES, VENDOR PART: ETM-IS31-001, EQUIP. TYPE: HV MOTOR | ETM-IS31-001 | 011-KM-001 011-KM-002 014-K-111A 014-K-111B 020-KM-401A 020-KM-401B 020-PM-003 020-PM-103 020-PM-203 023-KM-301 028-KM-201 040-KM-101 042-KM-101 042-KM-201 042-KM-401 042-A-502-KM01 046-KM-101 047-KM-101 110-P-001C | EXPO TECHNOLOGIES | EA |  | 10146496 | 0 | 0 | 2 | 20292992 | 2 | 20292992
[7 empty] | TOTAL (VND): |  |  | 11705041032.6241 |  | 20405900940.6769 |  | 16518266252.2029
[7 empty] | TOTAL (USD): |  |  | 450193.8859 |  | 784842.3439 |  | 635317.9328
[7 empty] | SUB |  |  | 11705041032.6241

## Schedule 1_Packages_rev.4 (hidden)
Appendix #1 - Scope of Supply
No. | Maximo No. | Description | Part No./Model No. | Tag No. | OEM | Unit | Unit price (USD) | Unit price (VND) | Estimated Value in 2025 |  | Estimated Value in 2026 |  | Estimated Value in 2027 |  | Remark
[9 empty] | Qty | Cost (VND) | Qty | Cost (VND) | Qty | Cost (VND)
I | ELEVATOR'S SPARE PARTS - 020-A-101/201, 022-A-002, 061-ME-001
1 | 2020600802 | CIRCUIT BREAKER, TYPE: MCB, POLES: 1, RATED VOLTAGE: 230/400VAC, RATED CURRENT: 3A, BREAKING CAPACITY: 10kA, FRAME SIZE: C3T1, MOUNTING: DIN-RAIL, DIMENSION: 82.5MMx17.7MMx 70.8MM, ADDITIONAL INFORMATION: MANUFACTURER: ABL SURSUM, TRIP CURVE C, QA/QC DOCUMENT REQUIRED: CO/CQ | 29907 | 020-A-101 020-A-201 | ABL SURSUM | PC | 159.432 | 4145232 | 1 | 4145232 |  | 0 | 1 | 4145232 | - To delivery by year 2026 Spare part for Elevator to immidiately replacement during Catalyst Change Out at RHDS
2 | 2020600803 | CIRCUIT BREAKER, TYPE: RCCB, POLES: 2, RATED VOLTAGE: 230VAC, RATED CURRENT: 25A, BREAKING CAPACITY: 30mA, FRAME SIZE: RP2203, MOUNTING: DIN-RAIL, DIMENSION: 85MMx35.6MMx70.9MM, ADDITIONAL INFORMATION: MANUFACTURER: ABL SURSUM, RATED RESID. CURRENT30mA, QA/QC DOCUMENT REQUIRED: CO/CQ | 21082 | 020-A-101 020-A-201 | ABL SURSUM | PC | 404.04 | 10505040 | 1 | 10505040 | 1 | 10505040 |  | 0 | - To delivery by year 2026 Spare part for Elevator to immidiately replacement during Catalyst Change Out at RHDS
3 | 2020600805 | CIRCUIT BREAKER, TYPE: MCB, POLES: 1, RATED VOLTAGE: 230/400VAC, RATED CURRENT: 2A, BREAKING CAPACITY: 10kA, FRAME SIZE: Z2T1, MOUNTING: DIN-RAIL, DIMENSION: 82.5MMx17.7MMx 70.8MM, ADDITIONAL INFORMATION: MANUFACTURER: ABL SURSUM, TRIP CURVE Z, QA/QC DOCUMENT REQUIRED: CO/CQ | 23139 | 020-A-101 020-A-201 | ABL SURSUM | PC | 266.448 | 6927648 | 1 | 6927648 | 1 | 6927648 |  | 0 | - To delivery by year 2026 Spare part for Elevator to immidiately replacement during Catalyst Change Out at RHDS
4 | 2020600804 | CIRCUIT BREAKER, TYPE: MCB, POLES: 1, RATED VOLTAGE: 125VDC, RATED CURRENT: 6A, BREAKING CAPACITY: 6kA, FRAME SIZE: C6DC1, MOUNTING: DIN-RAIL, DIMENSION: 82.5MMx17.7MMx70.8MM, ADDITIONAL INFORMATION: MANUFACTURER: ABL SURSUM, TRIP CURVE C, QA/QC DOCUMENT REQUIRED: CO/CQ | 61652 | 020-A-101 020-A-201 | ABL SURSUM | PC | 669.396 | 17404296 | 1 | 17404296 | 1 | 17404296 |  | 0 | - To delivery by year 2026 Spare part for Elevator to immidiately replacement during Catalyst Change Out at RHDS
5 | 2020600822 | CIRCUIT BREAKER, TYPE: MOTOR CONTROLLER, POLES: 1, RATED VOLTAGE: 277VAC, RATED CURRENT: 1.6A, BREAKING CAPACITY: 10kA, FRAME SIZE: 1C1.6UM, MOUNTING: DIN-RAIL, DIMENSION: 89.3MMx17.5MMx 68.4MM, ADDITIONAL INFORMATION: MANUFACTURER: ABL SURSUM, TRIP CURVE C, QA/QC DOCUMENT REQUIRED: CO/CQ | 22239 | 020-A-101 020-A-201 | ABL SURSUM | PC | 295.932 | 7694232 |  | 0 |  | 0 | 1 | 7694232 | Spare part for Elevator to immidiately replacement during Catalyst Change Out at RHDS
6 | 2020600819 | CIRCUIT BREAKER, TYPE: MCB, POLES: 1, RATED VOLTAGE: 125VDC, RATED CURRENT: 3A, BREAKING CAPACITY: 6kA, FRAME SIZE: B3DC1, MOUNTING: DIN-RAIL, DIMENSION: 89.3MMx17.5MMx 68.4MM, ADDITIONAL INFORMATION: MANUFACTURER: ABL SURSUM, TRIP CURVE B, QA/QC DOCUMENT REQUIRED: CO/CQ | 34430 | 020-A-101 020-A-201 | ABL SURSUM | PC | 164.892 | 4287192 | 1 | 4287192 | 1 | 4287192 |  | 0 | - To delivery by year 2026 Spare part for Elevator to immidiately replacement during Catalyst Change Out at RHDS
7 | 2000100904 | CIRCUIT BREAKER, TYPE: MCB, POLES: 2, RATED VOLTAGE: 440VAC, RATED CURRENT: 1.6A, BREAKING CAPACITY: 10kA, FRAME SIZE: C1.6T2, MOUNTING: DIN-RAIL, DIMENSION: 82.5MMx35.4MMx70.8MM, ADDITIONAL INFORMATION: MANUFACTURER: ABL SURSUM, TRIP CURVE C, QA/QC DOCUMENT REQUIRED: CO/CQ | 54175 | 020-A-101 020-A-201 | ABL SURSUM | PC | 399.672 | 10391472 | 2 | 20782944 | 1 | 10391472 |  | 0 | - To delivery by year 2026 Spare part for Elevator to immidiately replacement during Catalyst Change Out at RHDS
8 | 2020700809 | CONTACTOR, ELECTRICAL, MANUFACTURER: SCHNEIDER ELECTRIC, MODEL: CA4KN31BW3, TYPE: CONTROL RELAY, RATED COIL VOLTAGE: 24VDC, RATED CURRENT: 10A, RATED VOLTAGE (INSULATION): 690VAC, CONFIGURATION, MAIN CONTACT: 3NO + 1NC, RATED FREQUENCY: 50HZ, MOUNTING: DIN RAIL, DIMENSION: 58 X 45 X 57 MM, QA/QC DOCUMENT REQUIRED: CO/CQ | 21209 | 020-A-101 020-A-201 | SCHNEIDER | PC | 556 | 14456000 |  | 0 |  | 0 | 1 | 14456000 | Spare part for Elevator to immidiately replacement during Catalyst Change Out at RHDS
9 | 2020700810 | CONTACTOR, ELECTRICAL, MANUFACTURER: SCHNEIDER ELECTRIC, MODEL: LC1D12BD, TYPE: CONTACTOR, RATED COIL VOLTAGE: 24VDC, RATED CURRENT: 25A, RATED VOLTAGE (INSULATION): 690VAC, CONFIGURATION, MAIN CONTACT: 3NO, CONFIGURATION, AUX CONTACT: 1NO + 1NC, RATED FREQUENCY: 50HZ, MOUNTING: DIN RAIL, DIMENSION: 77 X 45 X 95 MM, QA/QC DOCUMENT REQUIRED: CO/CQ | 19889 | 020-A-101 020-A-201 | SCHNEIDER | PC | 978.432 | 25439232 |  | 0 | 1 | 25439232 | 1 | 25439232 | Spare part for Elevator to immidiately replacement during Catalyst Change Out at RHDS
10 | 2020700932 | CONTACTOR, ELECTRICAL, MANUFACTURER: SCHNEIDER ELECTRIC, MODEL: CA3KN31BD, TYPE: CONTROL RELAY, RATED COIL VOLTAGE: 24VDC, RATED CURRENT: 10A, RATED VOLTAGE (INSULATION): 690VAC, CONFIGURATION, MAIN CONTACT: 3NO + 1NC, RATED FREQUENCY: 50HZ, MOUNTING: DIN RAIL, DIMENSION: 58 X 45 X 57 MM, QA/QC DOCUMENT REQUIRED: CO/CQ | 21931 | 020-A-101 020-A-201 | SCHNEIDER | PC | 479.388 | 12464088 |  | 0 | 1 | 12464088 | 1 | 12464088 | Spare part for Elevator to immidiately replacement during Catalyst Change Out at RHDS
11 | 2020700820 | CONTACTOR, ELECTRICAL, MANUFACTURER: SCHNEIDER ELECTRIC, MODEL: LC1D65AP7, TYPE: CONTACTOR, RATED COIL VOLTAGE: 230VAC, RATED CURRENT: 65A, RATED VOLTAGE (INSULATION): 400VAC, CONFIGURATION, MAIN CONTACT: 3NO, CONFIGURATION, AUX CONTACT: 1NO + 1NC, RATED FREQUENCY: 50HZ, MOUNTING: DIN RAIL, DIMENSION: 122 X 55 X 120 MM, QA/QC DOCUMENT REQUIRED: CO/CQ | 33894 | 020-A-101 020-A-201 | SCHNEIDER | PC | 2310.672 | 60077472 | 1 | 60077472 | 1 | 60077472 | 1 | 60077472 | - To delivery by year 2026 Spare part for Elevator to immidiately replacement during Catalyst Change Out at RHDS
12 | 2020700825 | CONTACTOR, ELECTRICAL, MANUFACTURER: SCHNEIDER ELECTRIC, MODEL: CA3SK20BD, TYPE: CONTACTOR, RATED COIL VOLTAGE: 24VDC, RATED CURRENT: 10A, RATED VOLTAGE (INSULATION): 690VAC, CONFIGURATION, MAIN CONTACT: 2NO, CONFIGURATION, AUX CONTACT: 2NO, RATED FREQUENCY: 50HZ, MOUNTING: DIN RAIL, DIMENSION: 56 X 27 X 55.5 MM, QA/QC DOCUMENT REQUIRED: CO/CQ | 55777 | 020-A-101 020-A-201 | SCHNEIDER | PC | 406.224 | 10561824 |  | 0 | 1 | 10561824 | 1 | 10561824 | Spare part for Elevator to immidiately replacement during Catalyst Change Out at RHDS
13 | 2020700826 | CONTACTOR, ELECTRICAL, MANUFACTURER: SCHNEIDER ELECTRIC, MODEL: CA2SK11U7, TYPE: CONTACTOR, RATED COIL VOLTAGE: 240VAC, RATED CURRENT: 10A, RATED VOLTAGE (INSULATION): 690VAC, CONFIGURATION, MAIN CONTACT: 1NO + 1NC, RATED FREQUENCY: 50HZ, MOUNTING: DIN RAIL, DIMENSION: 56 X 27 X 55.5 MM, QA/QC DOCUMENT REQUIRED: CO/CQ | 22253 | 020-A-101 020-A-201 | SCHNEIDER | PC | 376.74 | 9795240 |  | 0 |  | 0 | 1 | 9795240 | Spare part for Elevator to immidiately replacement during Catalyst Change Out at RHDS
14 | 2020700830 | CONTACTOR, ELECTRICAL, MANUFACTURER: SCHNEIDER ELECTRIC, MODEL: CA2SK20U7, TYPE: CONTACTOR, RATED COIL VOLTAGE: 240VAC, RATED CURRENT: 10A, RATED VOLTAGE (INSULATION): 690VAC, CONFIGURATION, MAIN CONTACT: 2NO, RATED FREQUENCY: 50HZ, MOUNTING: DIN RAIL, DIMENSION: 56 X 27 X 55.5 MM, QA/QC DOCUMENT REQUIRED: CO/CQ | 25355 | 020-A-101 020-A-201 | SCHNEIDER | PC | 376.74 | 9795240 |  | 0 |  | 0 | 1 | 9795240 | Spare part for Elevator to immidiately replacement during Catalyst Change Out at RHDS
15 | 2000100905 | CONTACTOR, ELECTRICAL, MANUFACTURER: SCHNEIDER ELECTRIC, MODEL: LA1SK20U7, TYPE: CONTROL RELAY, RATED COIL VOLTAGE: 240VAC, RATED CURRENT: 10A, RATED VOLTAGE (INSULATION): 240VAC, CONFIGURATION, MAIN CONTACT: 2NC, RATED FREQUENCY: 50HZ, MOUNTING: DIN RAIL, ADDITIONAL INFORMATION: CONTACTOR 240V50HZ, 10A, 2S/Ö CA2SK20, QA/QC DOCUMENT REQUIRED: CO/CQ | 22480 | 020-A-101 020-A-201 | SCHNEIDER | PC | 23.598 | 613548.0107 | 2 | 1227096.0214 | 2 | 1227096.0214 |  | 0
16 | 2000100906 | CONTACTOR, ELECTRICAL, MANUFACTURER: SCHNEIDER ELECTRIC, MODEL: CA4KN22BW3, TYPE: CONTROL RELAY, RATED COIL VOLTAGE: 24VDC, RATED CURRENT: 10A, RATED VOLTAGE (INSULATION): 690VAC, CONFIGURATION, MAIN CONTACT: 2NO + 2NC, RATED FREQUENCY: 50HZ, MOUNTING: DIN RAIL, DIMENSION: 58 X 45 X 57 MM, QA/QC DOCUMENT REQUIRED: CO/CQ | 49946 | 020-A-101 020-A-201 | SCHNEIDER | PC | 556 | 14456000 | 1 | 14456000 | 1 | 14456000 |  | 0
17 | 2020500812 | CONTACT, MANUFACTURER: SCHNEIDER ELECTRIC, MODEL/PART NUMBER: LA1KN04, NUMBER OF POLES: 4P, TYPE: AUXILIARY CONTACT BLOCK, CONTACT ARRANGEMENT: 4NC, RATED CURRENT: 10A, RATED VOLTAGE: 690VAC, FREQUENCY: 25~400HZ, ADDITIONAL INFORMATION: FRONT MOUNTING, SCREW CLAMP TERMINALS, QA/QC DOCUMENT REQUIRED: CO/CQ | 21262 | 020-A-101 020-A-201 | SCHNEIDER | PC | 159.432 | 4145232 |  | 0 |  | 0 | 1 | 4145232 | Spare part for Elevator to immidiately replacement during Catalyst Change Out at RHDS
18 | 2020700844 | CONTACT, MANUFACTURER: SCHNEIDER ELECTRIC, MODEL/PART NUMBER: LA1KN13, NUMBER OF POLES: 4P, TYPE: AUXILIARY CONTACT BLOCK, CONTACT ARRANGEMENT: 1NO + 3NC, RATED CURRENT: 10A, RATED VOLTAGE: 690VAC, FREQUENCY: 25~400HZ, ADDITIONAL INFORMATION: FRONT MOUNTING, SCREW CLAMP TERMINALS, QA/QC DOCUMENT REQUIRED: CO/CQ | 21272 | 020-A-101 020-A-201 | SCHNEIDER | PC | 159.432 | 4145232 | 1 | 4145232 |  | 0 |  | 0 | Spare part for Elevator to immidiately replacement during Catalyst Change Out at RHDS
19 | 2020500821 | CONTACT, MANUFACTURER: SCHNEIDER ELECTRIC, MODEL/PART NUMBER: LADN40, NUMBER OF POLES: 4P, TYPE: AUXILIARY CONTACT BLOCK, CONTACT ARRANGEMENT: 4NO, RATED CURRENT: 10A, RATED VOLTAGE: 690VAC, FREQUENCY: 25~400HZ, ADDITIONAL INFORMATION: FRONT MOUNTING, SCREW CLAMP TERMINALS, QA/QC DOCUMENT REQUIRED: CO/CQ | 19910 | 020-A-101 020-A-201 | SCHNEIDER | PC | 185 | 4810000 | 1 | 4810000 | 1 | 4810000 |  | 0 | Spare part for Elevator to immidiately replacement during Catalyst Change Out at RHDS
20 | 2020500831 | CONTACT, MANUFACTURER: SCHNEIDER ELECTRIC, MODEL/PART NUMBER: LA1SK02, NUMBER OF POLES: 2P, TYPE: AUXILIARY CONTACT BLOCK, CONTACT ARRANGEMENT: 2NC, RATED CURRENT: 10A, RATED VOLTAGE: 690VAC, FREQUENCY: 25~400HZ, ADDITIONAL INFORMATION: FRONT MOUNTING, SCREW CLAMP TERMINALS, QA/QC DOCUMENT REQUIRED: CO/CQ | 22480 | 020-A-101 020-A-201 | SCHNEIDER | PC | 91 | 2366000 | 1 | 2366000 |  | 0 | 1 | 2366000 | - To delivery by year 2026 Spare part for Elevator to immidiately replacement during Catalyst Change Out at RHDS
21 | 2020500848 | CONTACT, MANUFACTURER: SCHNEIDER ELECTRIC, MODEL/PART NUMBER: GVAE11, NUMBER OF POLES: 2P, TYPE: AUXILIARY CONTACT BLOCK, CONTACT ARRANGEMENT: 1NO + 1NC, RATED CURRENT: 2.5A, RATED VOLTAGE: 250VAC, ADDITIONAL INFORMATION: FRONT MOUNTING, SCREW CLAMP TERMINALS, QA/QC DOCUMENT REQUIRED: CO/CQ | 19896 | 020-A-101 020-A-201 | SCHNEIDER | PC | 126.672 | 3293472 | 1 | 3293472 |  | 0 | 1 | 3293472 | - To delivery by year 2026 Spare part for Elevator to immidiately replacement during Catalyst Change Out at RHDS
22 | 2000100907 | MOTOR, ELECTRICAL, TYPE OF MOTOR: SLIPRING INDUCTION, RATED VOLTAGE: D 400V/S 690V, RATED FREQUENCY: 50HZ, PHASE: 3 PH, RATED OUTPUT: 10KW, RATED CURRENT: 19.3 / 11.2A, NUMBER OF POLES: 4, RATED SPEED: 1464 RPM, FRAME SIZE: 160, METHOD OF MOUNTING: FLANGE, INSULATION CLASS: CLASS F, INGRESS PROTECTION: IP 66, TYPE OF PROTECTION: II 2G EX DE IIC T4, AMBIENT TEMPERATURE: +55DEG.C, DIRECTION OF ROTATION: CW/CCW, COOLING METHOD: TEFC, STATOR WINDING CONNECTION: STAR/DELTA, PRODUCT CODE: CD 160M-4 SVN, ADDITIONAL INFORMATION: DUTY TYPE S1, MOUNTING DESIGN: B5, MANUFACTURER: ATB, QA/QC DOCUMENT REQUIRED: CO/CQ | 61839 | 020-A-101 020-A-201 | ATB | PC | 3326.3471 | 86485023.5294 | 1 | 86485023.5294 |  | 0 |  | 0 | Prire included in item with Maximo no. 2000100909 Spare part for Elevator to immidiately replacement during Catalyst Change Out at RHDS
23 | 2020800852 | MOTOR, PARTS, ITEM: BRAKES, ITEM TYPE: VISII, SIZE: 160, PART NUMBER: V160B3D1502000001, OEM DRAWING NUMBER: VC2155-001-G-003, POSITION NUMBER: 8M001, 8M002, EQPT MANUFACTURER: VIS, ADDITIONAL INFORMATION: 205VDC, 0.2A, BRAKE MOMENT: 150NM, II 2GD EXD IIC T5, -50/55DEG.C, IP66, QA/QC DOCUMENT REQUIRED: CO/CQ | 61839 | 020-A-101 020-A-201 | VIS | PC | 1564.7059 | 40682352.9412 | 1 | 40682352.9412 | 1 | 40682352.9412 | 1 | 40682352.9412 | Prire included in item with Maximo no. 2000100909 Spare part for Elevator to immidiately replacement the damaged brake at RHDS elevator 020-A-101
24 | 2000100908 | MOTOR, PARTS, ITEM: COUPLING, PART NUMBER: BOWEX, OEM DRAWING NUMBER: VC2155-001-G-032, POSITION NUMBER: 8S105, EQPT MANUFACTURER: KTR, ADDITIONAL INFORMATION: COUPLING FOR MOTOR SIEMENS: 1MJ60704CB97-Z, QA/QC DOCUMENT REQUIRED: CO/CQ | 59229 | 020-A-101 020-A-201 | KTR | PC | 1634.724 | 42502824 | 1 | 42502824 |  | 0 |  | 0 | Spare part for Elevator to immidiately replacement during Catalyst Change Out at RHDS
25 | 2000100909 | MOTOR, PARTS, ITEM: GEARBOX, PART NUMBER: 01.7156532501.0004X15, OEM DRAWING NUMBER: VC2155-001-G-014, POSITION NUMBER: 8M001, 8M002, EQPT MODEL: KF 87/A/II2GD, EQPT MANUFACTURER: SEW-EURODRIVE, ADDITIONAL INFORMATION: REDUCTION M 32/25 D EX, PART: SEW KF 87/A, II 2G IIC T4 X, -40/45DEG.C, IP66, QA/QC DOCUMENT REQUIRED: CO/CQ | 45460 | 020-A-101 020-A-201 | SEW-EURODRIVE | PC | 226917.6 | 5899857600 | 1 | 5899857600 | 1 | 5899857600 | 1 | 5899857600 | - To delivery by year 2026 Spare part for Elevator to immidiately replacement during Catalyst Change Out at RHDS
26 | 2020700808 | RELAY, ELECTRICAL, GENERAL PURPOSE, MANUFACTURER: CARLO GAVAZZI, MODEL: DPA01CM69, RELAY FUNCTION: PHASE MONITORING, CONFIGURATION, CONTACT: SPDT, RATED COIL VOLTAGE: 690VAC, RATED FREQUENCY: 50/60HZ, ADDITIONAL INFORMATION: PHASE SEQUENCE/OVER/UNDER VOLTAGE RELAY 600 to 690VAC +10 -15%, QA/QC DOCUMENT REQUIRED: CO/CQ | 40545 | 020-A-101 020-A-201 | CARLO GAVAZZI | PC | 2676.492 | 69588792 | 1 | 69588792 |  | 0 | 1 | 69588792 | Spare part for Elevator to immidiately replacement during Catalyst Change Out at RHDS
27 | 2020700835 | RELAY, ELECTRICAL, GENERAL PURPOSE, MANUFACTURER: ZIEHL, MODEL: MSR220KA, RELAY FUNCTION: PTC THERMISTOR, RATED COIL VOLTAGE: 24VDC, ADDITIONAL INFORMATION: PTB 12 ATEX 3006, PART NO. T222471, QA/QC DOCUMENT REQUIRED: CO/CQ | 33272 | 020-A-101 020-A-201 | ZIEHL | PC | 1489.488 | 38726688 |  | 0 |  | 0 | 1 | 38726688 | Spare part for Elevator to immidiately replacement during Catalyst Change Out at RHDS
28 | 2020700827 | RELAY, ELECTRICAL, GENERAL PURPOSE, MANUFACTURER: SCHNEIDER ELECTRIC, MODEL: XPS-AF, RELAY FUNCTION: SAFETY RELAY, CONFIGURATION, CONTACT: 3NO, RATED COIL VOLTAGE: 24VDC, ADDITIONAL INFORMATION: 24VDC, SCREW, DIN RAIL MOUNT, IP40 ENCL, -25 TO 65DEG C, EN 1088/ISO 14119 STANDARD, QA/QC DOCUMENT REQUIRED: CO/CQ | 40568 | 020-A-101 020-A-201 | SCHNEIDER | PC | 2064.972 | 53689272 | 2 | 107378544 | 1 | 53689272 |  | 0 | - 1 PCS to delivery by year 2025 and 1 PCS to delivery by year 2026 Spare part for Elevator to immidiately replacement during Catalyst Change Out at RHDS
29 | 2020700845 | RELAY, ELECTRICAL, GENERAL PURPOSE, MANUFACTURER: ELTAKO, MODEL: MFZ12DX-UC, RELAY FUNCTION: TIME DELAY, CONFIGURATION, CONTACT: 1NC + 1NO, RATED COIL VOLTAGE: 230VAC, RATED FREQUENCY: 50HZ, ADDITIONAL INFORMATION: TIMING RELAY: 8-230V, DIN RAIL MOUNT PART NO. 23001005, QA/QC DOCUMENT REQUIRED: CO/CQ | 18894 | 020-A-101 020-A-201 | ELTAKO | PC | 1187.004 | 30862104 | 1 | 30862104 |  | 0 | 1 | 30862104 | Spare part for Elevator to immidiately replacement during Catalyst Change Out at RHDS
30 | 2020700815 | RELAY, ELECTRICAL, GENERAL PURPOSE, MANUFACTURER: WAGO, MODEL: 788-312, CONFIGURATION, CONTACT: 2NC + 2NO, RATED COIL VOLTAGE: 24VDC, ADDITIONAL INFORMATION: CAGE CLAMP, DIN RAIL MOUNT, IP20 ENCL, 2W POWER, A NS35MM, QA/QC DOCUMENT REQUIRED: CO/CQ | 25995 | 020-A-101 020-A-201 | WAGO | PC | 184.548 | 4798248 |  | 0 | 1 | 4798248 |  | 0 | Spare part for Elevator to immidiately replacement during Catalyst Change Out at RHDS
31 | 2021000839 | POWER SUPPLY UNIT, INPUT VOLTAGE: 200 TO 500VAC, OUTPUT VOLTAGE: 24VDC, OUTPUT CURRENT: 10A, RATED POWER: 240W, AMBIENT TEMPERATURE RANGE: -25…50°C, MOUNTING TYPE: DIN RAIL, TYPE: REGULATED SWITCH MODE, MODEL: ABL8RPS24100, MANUFACTURER: SCHNEIDER ELECTRIC, QA/QC DOCUMENT REQUIRED: CO/CQ | 34928 | 020-A-101 020-A-201 | SCHNEIDER | PC | 2026.752 | 52695552 | 1 | 52695552 |  | 0 |  | 0 | - To delivery by year 2026 Spare part for Elevator to immidiately replacement during Catalyst Change Out at RHDS | 1
32 | 2000100910 | TRANSFORMER, INPUT VOLTAGE: 690VAC, OUTPUT VOLTAGE: 230VAC, OUTPUT CURRENT: PR. 1.6A/SC.4.35A, RATED POWER: PR. 1000/SC. 2700VA, TYPE: DRY, MODEL: TR1420 1420-0171-00000, MANUFACTURER: HABERMANN, QA/QC DOCUMENT REQUIRED: CO/CQ | 51214 | 020-A-101 020-A-201 | HABERMANN | PC | 1925.196 | 50055096 | 1 | 50055096 | 1 | 50055096 |  | 0 | - To delivery by year 2026 Spare part for Elevator to immidiately replacement during Catalyst Change Out at RHDS
33 | 2021000814 | POWER SUPPLY UNIT, INPUT VOLTAGE: 100 TO 240VAC, OUTPUT VOLTAGE: 24VDC, OUTPUT CURRENT: 2.5A, RATED POWER: 60W, AMBIENT TEMPERATURE RANGE: -25…55°C, MOUNTING TYPE: DIN RAIL, TYPE: REGULATED SWITCH MODE, MODEL: ABL7RM24025, MANUFACTURER: SCHNEIDER ELECTRIC, QA/QC DOCUMENT REQUIRED: CO/CQ | 22580 | 020-A-101 020-A-201 | SCHNEIDER | PC | 921.648 | 23962848 | 1 | 23962848 |  | 0 |  | 0 | Spare part for Elevator to immidiately replacement during Catalyst Change Out at RHDS
34 | 2000100911 | POWER SUPPLY UNIT, INPUT VOLTAGE: 115/230VAC, OUTPUT VOLTAGE: 24VDC, OUTPUT CURRENT: 5A, RATED POWER: 120W, AMBIENT TEMPERATURE RANGE: -35…71°C, MOUNTING TYPE: DIN RAIL, TYPE: SWITCHED MODE, MODEL: DRAN120, MANUFACTURER: CHINFA ELECTRONICS, QA/QC DOCUMENT REQUIRED: CO/CQ | 57022 | 020-A-101 020-A-201 | CHINFA ELECTRONICS | PC | 1307.124 | 33985224 | 1 | 33985224 |  | 0 |  | 0 | Spare part for Elevator to immidiately replacement during Catalyst Change Out at RHDS
35 | 2000100912 | SWITCH, LIMIT, MANUFACTURER: STEUTE, MODEL: EExM 14 VR 1Ö/1S - 10M, TYPE: VERTICAL ROLLER PLUNGER VR, CONFIGURATION, CONTACT: 1NC+1NO, RATING, CONTACT: 5A/250VAC, CONNECTION, ELECTRICAL: SCREW, INGRESS PROTECTION: IP66, HAZAEDOUS AREA CLASSIFICATION: EX ZONE 1, ADDITIONAL INFORMATION: IIG EX DE IIC T6, -20/65DEG.C, QA/QC DOCUMENT REQUIRED: CO/CQ | 41728 | 020-A-101 020-A-201 | STEUTE | PC | 1831.284 | 47613384 | 2 | 95226768 | 2 | 95226768 |  | 0 | Spare part for Elevator to immidiately replacement during Catalyst Change Out at RHDS
36 | 2020500854 | SWITCH, LIMIT, MANUFACTURER: STEUTE, MODEL: EX 95 D 1Ö/1S, TYPE: ROCKING LEVER D, CONFIGURATION, CONTACT: 1NC+1NO, RATING, CONTACT: 6A/250VAC OR 0.25A/230VDC, CONNECTION, ELECTRICAL: SCREW, INGRESS PROTECTION: IP66, HAZAEDOUS AREA CLASSIFICATION: EX ZONE 1, ADDITIONAL INFORMATION: II2G EX DE IIC T5, -20/65DEG.C, QA/QC DOCUMENT REQUIRED: CO/CQ | 51565 | 020-A-101 020-A-201 | STEUTE | PC | 3352.44 | 87163440 | 1 | 87163440 |  | 0 | 1 | 87163440 | Spare part for Elevator to immidiately replacement during Catalyst Change Out at RHDS
37 | 2060202062 | SWITCH, LIMIT, MANUFACTURER: STEUTE, MODEL: ExES 97 D-11-60°C, TYPE: ROCKING LEVER D, CONFIGURATION, CONTACT: 1NC+1NO, RATING, CONTACT: 4A/ 500VAC, CONNECTION, ELECTRICAL: SCREW, INGRESS PROTECTION: IP66, HAZAEDOUS AREA CLASSIFICATION: EX ZONE 1, ADDITIONAL INFORMATION: II2G EX DE IIC T6, -20/65DEG.C, QA/QC DOCUMENT REQUIRED: CO/CQ | 1336746 | 020-A-101 020-A-201 | STEUTE | PC | 3352.44 | 87163440 |  | 0 |  | 0 | 2 | 174326880 | Spare part for Elevator to immidiately replacement during Catalyst Change Out at RHDS
38 | 2020500855 | SWITCH, LIMIT, MANUFACTURER: STEUTE, MODEL: EX 95 AZ 1Ö/1S, TYPE: STAINLESS STEEL 1.4301, CONFIGURATION, CONTACT: 1NC+1NO, RATING, CONTACT: 6A/250VAC OR 0.25A/230VDC, CONNECTION, ELECTRICAL: SCREW, INGRESS PROTECTION: IP67, HAZAEDOUS AREA CLASSIFICATION: EX ZONE 1, ADDITIONAL INFORMATION: II2G EX DE IIC T5, -20/65DEG.C, QA/QC DOCUMENT REQUIRED: CO/CQ | 51567 | 020-A-101 020-A-201 | STEUTE | PC | 111.384 | 2895984 |  | 0 |  | 0 | 1 | 2895984 | Spare part for Elevator to immidiately replacement during Catalyst Change Out at RHDS
39 | 2020500783 | SWITCH, LIMIT, MANUFACTURER: STEUTE, MODEL: EX 95 RL 1Ö/1S, TYPE: LONG ROLLER PLUNGER RL, CONFIGURATION, CONTACT: 1NC+1NO, RATING, CONTACT: 6A/250VAC OR 0.25A/230VDC, CONNECTION, ELECTRICAL: SCREW, INGRESS PROTECTION: IP66, HAZAEDOUS AREA CLASSIFICATION: EX ZONE 1, ADDITIONAL INFORMATION: II2G EX DE IIC T5, -20/60DEG.C, QA/QC DOCUMENT REQUIRED: CO/CQ | 51566 | 020-A-101 020-A-201 | STEUTE | PC | 3453.996 | 89803896 |  | 0 | 0 | 0 | 1 | 89803896 | Remaining 3PCS at WH Spare part for Elevator to immidiately replacement during Catalyst Change Out at RHDS
40 | 2060202063 | SWITCH, LIMIT, MANUFACTURER: STEUTE, MODEL: ExES 97 RL-11-60°C, TYPE: LONG ROLLER PLUNGER RL, CONFIGURATION, CONTACT: 1NC+1NO, RATING, CONTACT: MAX 4A/ 500VAC, CONNECTION, ELECTRICAL: SCREW, INGRESS PROTECTION: IP66, HAZAEDOUS AREA CLASSIFICATION: EX ZONE 1, ADDITIONAL INFORMATION: II2G EX DE IIC T6, -60/60DEG.C, QA/QC DOCUMENT REQUIRED: CO/CQ | 1336619 | 020-A-101 020-A-201 | STEUTE | PC | 588.2353 | 15294117.6471 |  | 0 |  | 0 | 2 | 30588235.2941 | Remaining 3PCS at WH Spare part for Elevator to immidiately replacement during Catalyst Change Out at RHDS
41 | 2000100913 | SWITCH, LIMIT, MANUFACTURER: VELOMAT, MODEL: VMV-0131-12, TYPE: ELECTRONIC, CONFIGURATION, CONTACT: 3 OUTPUT, INGRESS PROTECTION: IP40, ADDITIONAL INFORMATION: OVERLOAD MEASURING ELECTRONIC, POWER SUPPLY 24VAC -20%/+10%; 24VDC -10%/+40%, QA/QC DOCUMENT REQUIRED: CO/CQ | 56220 | 020-A-101 020-A-201 | VELOMAT | PC | 2601.144 | 67629744 | 2 | 135259488 |  | 0 |  | 0 | Spare part for Elevator to immidiately replacement during Catalyst Change Out at RHDS
42 | 2020500858 | SWITCH, PROXIMITY, MANUFACTURER: TURCK, MODEL: BI8U-EM18WD-AP6X-H1141/3GD, TYPE: PROXIMITY SWITCH, CONFIGURATION, CONTACT: 1NO, PNP OUTPUT, RATING, CONTACT: 10/30VDC, INGRESS PROTECTION: IP68, HAZAEDOUS AREA CLASSIFICATION: EX ZONE 2, ADDITIONAL INFORMATION: 10-30VDC, 200MA, 18MM DIA, II3G EX NA II T4X, -40/100DEG.C, INCLUDED CONNECTOR EVC05A, QA/QC DOCUMENT REQUIRED: CO/CQ | 44451 & 38672 | 020-A-101 020-A-201 | TURK | PC | 1660.932 | 43184232 | 8 | 345473856 | 4 | 172736928 | 8 | 345473856 | - 4 PCS to delivery by year 2025 and 4 PCS to delivery by year 2026 Spare part for Elevator to immidiately replacement during Catalyst Change Out at RHDS
43 | 2000100914 | SWITCH, LIMIT, MANUFACTURER: STAHL, MODEL: 8070/1-2AR, TYPE: ROLLER LEVER E, CONFIGURATION, CONTACT: 1NC+1NO, RATING, CONTACT: 250VDC/500VAC, INGRESS PROTECTION: IP65, HAZAEDOUS AREA CLASSIFICATION: EX ZONE 1, ADDITIONAL INFORMATION: SOLENOID LOCKING DEVICE, II2G EX DE IIC T6, -20/50DEG.C, QA/QC DOCUMENT REQUIRED: CO/CQ | 45496 | 020-A-101 020-A-201 | STAHL | PC | 3352.44 | 87163440 | 1 | 87163440 |  | 0 |  | 0 | Spare part for Elevator to immidiately replacement during Catalyst Change Out at RHDS
44 | 2000100915 | SWITCH, LIMIT, MANUFACTURER: TECSIS, MODEL: TECSIS EX Z1 100kN, TYPE: LOAD SENSOR, INGRESS PROTECTION: IP67, HAZAEDOUS AREA CLASSIFICATION: EX ZONE 1, ADDITIONAL INFORMATION: II2G EX DE IIC T6, -20/60DEG.C, INCLUDED CONNECTOR EVC05A, QA/QC DOCUMENT REQUIRED: CO/CQ | 46818 & 46920 | 020-A-101 020-A-201 | TECSIS | PC | 16762.2 | 435817200 | 1 | 435817200 | 1 | 435817200 |  | 0 | Spare part for Elevator to immidiately replacement during Catalyst Change Out at RHDS
45 | 2000100916 | SWITCH, PROXIMITY, MANUFACTURER: IFM ELECTRONIC, MODEL: KI5031, TYPE: CAPACITIVE, CONFIGURATION, CONTACT: 1NC, INGRESS PROTECTION: IP65, ADDITIONAL INFORMATION: FILL LEVEL SUPERVISION, APPROXIMITY D=18MM, II 1G EEX IA IIB T6, QA/QC DOCUMENT REQUIRED: CO/CQ | 59229 | 020-A-101 020-A-201 | IFM ELECTRONIC | PC | 1634.724 | 42502824 | 1 | 42502824 |  | 0 |  | 0 | Spare part for Elevator to immidiately replacement during Catalyst Change Out at RHDS
46 | 2070800833 | SWITCH, AMPLIFIER, MANUFACTURER: IFM ELECTRONIC, MODEL: N0533A, TYPE: AMPLIFIER, CONFIGURATION, CONTACT: 1 CHANGE OVER CONTACT, RATING, CONTACT: 2A/253VAC, INGRESS PROTECTION: IP20, ADDITIONAL INFORMATION: SHORT-CIRCUIT & WIRE-BREAK MONIRORING; II (1) G D [EEX IA] IIC, QA/QC DOCUMENT REQUIRED: CO/CQ | 46857 | 020-A-101 020-A-201 | IFM ELECTRONIC | PC | 3831.828 | 99627528 | 1 | 99627528 |  | 0 |  | 0 | Spare part for Elevator to immidiately replacement during Catalyst Change Out at RHDS
47 | 2020900838 | THEMO SWITCH, ELECTRICAL, MANUFACTURER: SCHNEIDER ELECTRIC, MODEL: NSYCCOTH, TYPE: BIMETAL SENROR, RATED VOLTAGE: 250VAC, RATED POWER: 30W, TEMPERATURE RANGE: 0…60°C, CONNECTION, ELECTRICAL: 4 TERMINALS, CLAMPING CAPACITY: 2.5 MM², MOUNTING: DIN RAIL, DIMENSION: 68 X 33 X44 MM, INGRESS PROTECTION: IP20, ADDITIONAL INFORMATION: NC CONTACT, QA/QC DOCUMENT REQUIRED: CO/CQ | 35571 | 020-A-101 020-A-201 | SCHNEIDER | PC | 588.2353 | 15294117.6471 | 1 | 15294117.6471 | 1 | 15294117.6471 |  | 0 | - To delivery by year 2026 Spare part for Elevator to immidiately replacement during Catalyst Change Out at RHDS
48 | 2021000832 | BARRIER, SAFETY, ELECTRONIC, MANUFACTURER: PEPPERL+FUCHS, MODEL: KFD2-STC4-Ex1, NUMBER, CHANNELS: 1, TYPE, MOUNTING: DIN RAIL, OPERATING VOLTAGE: 20…35VDC, AMBIENT TEMPERATURE: -20...60 °C, DIMENSION: 20 x 124 x 115 MM, ADDITIONAL INFORMATION: INPUT SIGNAL 0/4-20MA; 1-CHANNEL ISOLATED BARRIER, QA/QC DOCUMENT REQUIRED: CO/CQ | 46823 | 020-A-101 020-A-201 | PEPPERL+FUCHS | PC | 5524.428 | 143635128 | 1 | 143635128 |  | 0 |  | 0 | Spare part for Elevator to immidiately replacement during Catalyst Change Out at RHDS
49 | 2000100917 | ELEVATOR, PARTS, ITEM: SAFETY DEVICE, ITEM TYPE: OVERSPEED SAFETY DEVICE 24M/MIN., PART NUMBER: 71723, OEM DRAWING NUMBER: VC2155-001-G-003, POSITION NUMBER: 50 (V) 6 JAHRE, EQPT MANUFACTURER: GEDA, ADDITIONAL INFORMATION: OVERSPEED SAFETY DEVICE 24M/MIN, QA/QC DOCUMENT REQUIRED: CO/CQ | 71723 | 020-A-101 020-A-201 | GEDA | PC | 46871.916 | 1218669816 | 2 | 2437339632 | 1 | 1218669816 |  | 0 | - 1 PCS to delivery by year 2025 and 1 PCS to delivery by year 2026 Spare part for Elevator to immidiately replacement during Catalyst Change Out at RHDS
50 | 2050800787 | ELEVATOR, PARTS, ITEM: SAFETY DEVICE, ITEM TYPE: OVERSPEED SAFETY DEVICE SH650 EX, PART NUMBER: 41098T, OEM DRAWING NUMBER: VC2155-001-G-003, POSITION NUMBER: 50 (V) 6 JAHRE, EQPT MODEL: FV72, EQPT MANUFACTURER: GEDA, ADDITIONAL INFORMATION: OVERSPEED SAFETY DEVICE SH650EX, BREMSLAST MAX.: 7200KG, TRIGGERING SPEED MAX 64M/MIN, BRAKING FORCE MAX.: 15870 POUND, QA/QC DOCUMENT REQUIRED: CO/CQ | 41098T | 020-A-101 020-A-201 | GEDA | PC | 46871.916 | 1218669816 | 1 | 1218669816 | 1 | 1218669816 |  | 0
51 | 2000100918 | ELEVATOR, PARTS, ITEM: RACK, ITEM TYPE: TOOTHED RACK, SIZE: M8/L=828,0, PART NUMBER: 58464, OEM DRAWING NUMBER: VC2155-001-G-003 / 1-061058 G_75023, POSITION NUMBER: 30 (V) 1000h, EQPT MODEL: 58464, EQPT MANUFACTURER: GEDA, ADDITIONAL INFORMATION: TOOTHED RACK M 8 L=828,0, QA/QC DOCUMENT REQUIRED: CO/CQ | 58464 | 020-A-101 020-A-201 | GEDA | PC | 3142.776 | 81712176 | 1 | 81712176 |  | 0 |  | 0 | Spare part for Elevator to immidiately replacement during Catalyst Change Out at RHDS
52 | 2020900837 | PANEL, ELECTRICAL, PARTS, ITEM: SPACE HEATER, ITEM TYPE: SILICONE PLATE, PART NUMBER: 27-0212-2710, OEM DRAWING NUMBER: VC2155-001-G-014, POSITION NUMBER: 1R001, 2R019, 2R020, EQPT MODEL: SILICONE HEATER PLATE, EQPT MANUFACTURER: BARTEC, ADDITIONAL INFORMATION: RATED POWER: 230VAC/100W, QA/QC DOCUMENT REQUIRED: CO/CQ | 57495 | 020-A-101 020-A-201 | BARTEC | PC | 2197.104 | 57124704 | 1 | 57124704 |  | 0 |  | 0 | Spare part for Elevator to immidiately replacement during Catalyst Change Out at RHDS
53 | 2020500816 | PANEL, ELECTRICAL, PARTS, ITEM: PLC CONTROLLER, OEM DRAWING NUMBER: VC2155-001-G-014, POSITION NUMBER: 1A005 & 2A003, EQPT MODEL: TWD LMDA 20DRT, EQPT MANUFACTURER: SCHNEIDER ELECTRIC, ADDITIONAL INFORMATION: INCLUDING TW-SHDOL-EX-005C, AND INSTALLED PROGRAM OF ELEVATOR GEDA SH1500EX (SERIAL NO. P027000 AND P027100), 20 DISCRETE I/O - 24 VDC FOR -1A005, QA/QC DOCUMENT REQUIRED: CO/CQ | 30348 | 020-A-101 020-A-201 | SCHNEIDER | PC | 7045.584 | 183185184 | 1 | 183185184 |  | 0 |  | 0 | Spare part for Elevator to immidiately replacement during Catalyst Change Out at RHDS
54 | 2021000817 | PANEL, ELECTRICAL, PARTS, ITEM: IO MODULE, OEM DRAWING NUMBER: VC2155-001-G-014, POSITION NUMBER: 2A004, EQPT MODEL: TWD DDI 16DT, EQPT MANUFACTURER: SCHNEIDER ELECTRIC, ADDITIONAL INFORMATION: 16 INPUTS - 24 VDC, QA/QC DOCUMENT REQUIRED: CO/CQ | 30349 | 020-A-101 020-A-201 | SCHNEIDER | PC | 2651.376 | 68935776 | 1 | 68935776 |  | 0 |  | 0 | Spare part for Elevator to immidiately replacement during Catalyst Change Out at RHDS
55 | 2021000818 | PANEL, ELECTRICAL, PARTS, ITEM: IO MODULE, OEM DRAWING NUMBER: VC2155-001-G-014, POSITION NUMBER: 2A005, EQPT MODEL: TWD DRA 16RT, EQPT MANUFACTURER: SCHNEIDER ELECTRIC, ADDITIONAL INFORMATION: 16 OUTPUTS - 24 VDC, QA/QC DOCUMENT REQUIRED: CO/CQ | 42501 | 020-A-101 020-A-201 | SCHNEIDER | PC | 3409.224 | 88639824 | 1 | 88639824 |  | 0 |  | 0 | Spare part for Elevator to immidiately replacement during Catalyst Change Out at RHDS
56 | 2000100919 | PANEL, ELECTRICAL, PARTS ITEM: TIME COUNTER, PART NUMBER: 7KT5801, OEM DRAWING NUMBER: VC2155-001-G-014, POSITION NUMBER: 2H003, EQPT MODEL: 7KT5801, EQPT MANUFACTURER: KUBLER, ADDITIONAL INFORMATION: 10-27VDC, MECHANICAL TIME COUNTER, QA/QC DOCUMENT REQUIRED: CO/CQ | 19919 | 020-A-101 020-A-201 | KEBLER | PC | 555.828 | 14451528 | 1 | 14451528 |  | 0 |  | 0 | Spare part for Elevator to immidiately replacement during Catalyst Change Out at RHDS
57 | 2021000929 | PANEL, ELECTRICAL, PARTS, ITEM: BRAKE RECTIFIER, PART NUMBER: 304-020, OEM DRAWING NUMBER: VC2155-001-G-014, POSITION NUMBER: 2V001, EQPT MODEL: 45B5023-A1V, EQPT MANUFACTURER: REISSMANN, ADDITIONAL INFORMATION: RECTIFIER BR 500V, 2.3A, 6-PIN, QA/QC DOCUMENT REQUIRED: CO/CQ | 33054 | 020-A-101 020-A-201 | REISSMANN | PC | 243.516 | 6331416 | 1 | 6331416 |  | 0 | 1 | 6331416 | Spare part for Elevator to immidiately replacement during Catalyst Change Out at RHDS
58 | 2021000841 | PANEL,ELECTRICAL,PARTS, ITEM: PROTECTOR SURGE, PART NUMBER: LA4-SKE1U, OEM DRAWING NUMBER: VC2155-001-G-014, POSITION NUMBER: 2V100, 2V102, EQPT MODEL: LA4-SKE1U, EQPT MANUFACTURER: SCHNEIDER ELECTRIC, ADDITIONAL INFORMATION: 110-250VAC, COIL SUPPRESSOR MODULE, QA/QC DOCUMENT REQUIRED: CO/CQ | 22420 | 020-A-101 020-A-201 | SCHNEIDER | PC | 149.604 | 3889704 | 1 | 3889704 |  | 0 |  | 0 | Spare part for Elevator to immidiately replacement during Catalyst Change Out at RHDS
59 | 2000100920 | PANEL, ELECTRICAL,PARTS, ITEM: NOISE FILTER, ITEM TYPE: RC-MODULE, PART NUMBER: LAD-4RC3U, OEM DRAWING NUMBER: VC2155-001-G-014, POSITION NUMBER: 2V020, 2V030, 2V040, EQPT MODEL: LAD-4RC3U, EQPT MANUFACTURER: SCHNEIDER ELECTRIC, ADDITIONAL INFORMATION: 110-240V, AB D40A TESYS, QA/QC DOCUMENT REQUIRED: CO/CQ | 59702 | 020-A-101 020-A-201 | SCHNEIDER | PC | 200.928 | 5224128 | 1 | 5224128 |  | 0 |  | 0 | Spare part for Elevator to immidiately replacement during Catalyst Change Out at RHDS
60 | 2000100921 | ELEVATOR, PARTS, ITEM: CABLE, ITEM TYPE: TRAILLING CABLE, PART NUMBER: 43855, OEM DRAWING NUMBER: VC2155-001-G-014, POSITION NUMBER: 8W004, EQPT MODEL: 4G35+11X1,0+2X(1X1,0C)BUSKABLE 3X0,5MM2, EQPT MANUFACTURER: GEDA, ADDITIONAL INFORMATION: FLAT CABLE, QA/QC DOCUMENT REQUIRED: CO/CQ | 43855 | 020-A-101 020-A-201 | GEDA | SET | 5429.424 | 141165024 | 1 | 141165024 |  | 0 |  | 0 | Spare part for Elevator to immidiately replacement during Catalyst Change Out at RHDS
61 | 2060129973 | ELEVATOR, PARTS, ITEM: ENCODER, ITEM TYPE: ROTARY ENCODER, PART NUMBER: 8.5020.155A.0256.0100.EX-C, OEM DRAWING NUMBER: VC2155-001-G-014, POSITION NUMBER: 8G001, ITEM MODEL: 8.5020.155A.0256.0100.EX-C, EQPT MANUFACTURER: KUBLER, ADDITIONAL INFORMATION: INCREMENTAL ENCODER 10-30V, 100mA, D=12, SAFETY LOCK, PUSH PULL 24VDC, 0256PPR, ZONE 2, II3G EX NA T4 X, -20/30DEG.C, QA/QC DOCUMENT REQUIRED: CO/CQ | 51237 | 020-A-101 020-A-201 | KEBLER | PC | 5783.232 | 150364032 | 4 | 601456128 | 2 | 300728064 |  | 0 | - 2 PCS to delivery by year 2025 and 2 PCS to delivery by year 2026 Spare part for Elevator to immidiately replacement during Catalyst Change Out at RHDS
62 | 2000100922 | ELEVATOR, PARTS, ITEM: SOLENOID, ITEM TYPE: DC SINGLE ACTING, OEM DRAWING NUMBER: VC2155-001-G-014, POSITION NUMBER: 8L005, EQPT MODEL: GTCE 100 AEM A01, EQPT MANUFACTURER: MAGNET SCHULZ, ADDITIONAL INFORMATION: EX MAGNET GTCE 100 AEM A01, 24VDC, 1.6A, 35.4W, IP54, II 2G EX E MB II T, -30/69DEG.C, QA/QC DOCUMENT REQUIRED: CO/CQ | 45655 | 020-A-101 020-A-201 | MAGNET SCHULZ | PC | 40564.524 | 1054677624 | 1 | 1054677624 | 1 | 1054677624 | 1 | 1054677624 | - To delivery by year 2026 Spare part for Elevator to immidiately replacement during Catalyst Change Out at RHDS
63 | 2060100865 | ELEVATOR, PARTS, ITEM: BUFFER, ITEM TYPE: LIFT BUFFER, SIZE: D=140X250, d=18/35, PART NUMBER: 78018, OEM DRAWING NUMBER: VC2155-001-G-003 / 1-070951 A, POSITION NUMBER: 20 (V), EQPT MANUFACTURER: GEDA, ADDITIONAL INFORMATION: BUFFER P+S, MANUFACTURER: ADITECH, MODEL: 320012,QA/QC DOCUMENT REQUIRED: CO/CQ | 78018 | 020-A-101 020-A-201 | GEDA | PC | 1250.34 | 32508840 | 4 | 130035360 |  | 0 | 2 | 65017680 | Spare part for Elevator to immidiately replacement during Catalyst Change Out at RHDS
64 | 2000100923 | ELEVATOR, PARTS, ITEM: RACK, ITEM TYPE: TOOTHED RACK, SIZE: M8/L=1508,0, PART NUMBER: 77000, OEM DRAWING NUMBER: VC2155-001-G-003 / 1029668_65023, POSITION NUMBER: 30 (V) 1000h, EQPT MANUFACTURER: GEDA, ADDITIONAL INFORMATION: TOOTHED RACK M 8 L=1508,0, QA/QC DOCUMENT REQUIRED: CO/CQ | 77000 | 020-A-101 020-A-201 | GEDA | PC | 2304.12 | 59907120 | 1 | 59907120 |  | 0 |  | 0 | Spare part for Elevator to immidiately replacement during Catalyst Change Out at RHDS
65 | 2000100924 | ELEVATOR, PARTS, ITEM: BEARING, ITEM TYPE: FLOAT BEARING, PART NUMBER: 78041, OEM DRAWING NUMBER: VC2155-001-G-003 / 1-060527 C, POSITION NUMBER: 2000 (V) 1000h, EQPT MANUFACTURER: GEDA, ADDITIONAL INFORMATION: FLOATING BEARING (POS. 2000 (V) 1000h), QA/QC DOCUMENT REQUIRED: CO/CQ | 78041 | 020-A-101 020-A-201 | GEDA | PC | 200.928 | 5224128 | 1 | 5224128 |  | 0 |  | 0 | Spare part for Elevator to immidiately replacement during Catalyst Change Out at RHDS
66 | 2000100925 | ELEVATOR, PARTS, ITEM: ROLLER, ITEM TYPE: ROLLER SINGLE, PART NUMBER: 46997, OEM DRAWING NUMBER: VC2155-001-G-003 / 1018165, POSITION NUMBER: 300 (V) 2500h, EQPT MANUFACTURER: GEDA, ADDITIONAL INFORMATION: ROLLER SINGLE (POS. 300 (V) 2500h), QA/QC DOCUMENT REQUIRED: CO/CQ | 46997 | 020-A-101 020-A-201 | GEDA | PC | 1806.168 | 46960368 | 1 | 46960368 |  | 0 |  | 0 | Spare part for Elevator to immidiately replacement during Catalyst Change Out at RHDS
67 | 2000100926 | ELEVATOR, PARTS, ITEM: BEARING, ITEM TYPE: BEARING HOUSING, PART NUMBER: 33200, OEM DRAWING NUMBER: VC2155-001-G-003 / 1011555, POSITION NUMBER: 3000, EQPT MANUFACTURER: GEDA, ADDITIONAL INFORMATION: BEARING HOUSING (POS. 3000), QA/QC DOCUMENT REQUIRED: CO/CQ | 33200 | 020-A-101 020-A-201 | GEDA | PC | 31896.228 | 829301928 | 2 | 1658603856 |  | 0 | 1 | 829301928 | - To delivery by year 2026 Spare part for Elevator to immidiately replacement during Catalyst Change Out at RHDS
68 | 2050800862 | ELEVATOR, PARTS, ITEM: WHEEL, ITEM TYPE: TOOTHED WHEEL, PART NUMBER: 1004281, OEM DRAWING NUMBER: VC2155-001-G-003 / 1-098005, POSITION NUMBER: 40 (V), EQPT MANUFACTURER: GEDA, QA/QC DOCUMENT REQUIRED: CO/CQ | 1004281 | 020-A-101 020-A-201 | GEDA | PC | 2898.168 | 75352368 | 1 | 75352368 |  | 0 |  | 0 | Spare part for Elevator to immidiately replacement during Catalyst Change Out at RHDS
69 | 2000100927 | ELEVATOR, PARTS, ITEM: BEARING, ITEM TYPE: DEEP GROOVE BALL BEARING, SIZE: 25/47X12MM, PART NUMBER: 53572, OEM DRAWING NUMBER: VC2155-001-G-003 / 1-098005, POSITION NUMBER: 50 (V), EQPT MANUFACTURER: GEDA, ADDITIONAL INFORMATION: DEEP GROOVE BALL BEARING 25/47X12MM, QA/QC DOCUMENT REQUIRED: CO/CQ | 53572 | 020-A-101 020-A-201 | GEDA | PC | 75.451 | 1961725.4902 | 1 | 1961725.4902 |  | 0 |  | 0 | The price included in the item with Maximo No. 2050800862 Spare part for Elevator to immidiately replacement during Catalyst Change Out at RHDS
70 | 2050800861 | ELEVATOR, PARTS, ITEM: ROLLER, ITEM TYPE: CASTOR, SIZE: D=78X40 PA, PART NUMBER: 57703, OEM DRAWING NUMBER: VC2155-001-G-003 / 1-098005, POSITION NUMBER: 30 (V), EQPT MANUFACTURER: GEDA, ADDITIONAL INFORMATION: CASTOR D=78X40 PA, QA/QC DOCUMENT REQUIRED: CO/CQ | 57703 | 020-A-101 020-A-201 | GEDA | PC | 279.552 | 7268352 | 1 | 7268352 |  | 0 |  | 0 | Spare part for Elevator to immidiately replacement during Catalyst Change Out at RHDS
71 | 2000100928 | ELEVATOR, PARTS, ITEM: BEARING, ITEM TYPE: SELL-ALIGNING BALL BEARING, SIZE: 60X130X131, PART NUMBER: 77459, OEM DRAWING NUMBER: VC2155-001-G-003/ 1-098005, POSITION NUMBER: 3020 (V) 1000H, EQPT MANUFACTURER: GEDA, ADDITIONAL INFORMATION: SELF ALIGNING BALL BEARING, QA/QC DOCUMENT REQUIRED: CO/CQ | 77459 | 020-A-101 020-A-201 | GEDA | PC | 2090.088 | 54342288 | 1 | 54342288 | 1 | 54342288 |  | 0 | - To delivery by year 2026 Spare part for Elevator to immidiately replacement during Catalyst Change Out at RHDS | 1
72 | 2000100929 | ELEVATOR, PARTS, ITEM: BEARING, ITEM TYPE: GROOVED BALL BEARING, SIZE: 6206.2RS, PART NUMBER: 52314 (V), OEM DRAWING NUMBER: VC2155-001-G-003 / 1-103112, POSITION NUMBER: 20, EQPT MODEL: 6206.2RS, EQPT MANUFACTURER: GEDA, ADDITIONAL INFORMATION: GROOVED BALL BEARING 30/ 62x16mm [6206.2RS]SS A2, QA/QC DOCUMENT REQUIRED: CO/CQ | 52314 (V) | 020-A-101 020-A-201 | GEDA | PC | 282.828 | 7353528 | 1 | 7353528 | 1 | 7353528 |  | 0 | - To delivery by year 2026 Spare part for Elevator to immidiately replacement during Catalyst Change Out at RHDS
73 | 2000100930 | ELEVATOR, PARTS, ITEM: PENDANT, ITEM TYPE: DROP TEST CONTROL, OEM DRAWING NUMBER: VC2155-001-G-014 / P0270-50.002G, POSITION NUMBER: 9B001, EQPT MODEL: A004101, EQPT MANUFACTURER: GEDA, QA/QC DOCUMENT REQUIRED: CO/CQ | A004101 | 020-A-101 020-A-201 | GEDA | PC | 2569.476 | 66806376 | 1 | 66806376 | 1 | 66806376 |  | 0 | - To delivery by year 2026 Spare part for Elevator to immidiately replacement during Catalyst Change Out at RHDS
74 | 2050800807 | PANEL, ELECTRICAL,PARTS, FUSE, ITEM: MICRO FUSE, SIZE: 6.3MM X 32MM, PART NUMBER: 52761, OEM DRAWING NUMBER: VC2155-001-G-014 , EQPT MODEL: 632.514, EQPT MANUFACTURER: ESKA, ADDITIONAL INFORMATION: 0.5A, 500V, 1KA, 6.3MM X 32MM, QA/QC DOCUMENT REQUIRED: CO/CQ | 52761 | 020-A-101 020-A-201 | ESKA | PC | 17.472 | 454272 | 2 | 908544 |  | 0 |  | 0 | Spare part for Elevator to immidiately replacement during Catalyst Change Out at RHDS
75 | 2020700214 | ELEVATOR, PARTS, ITEM: SOLENOID, ITEM TYPE: DC SINGLE ACTING, SIZE: GL50E/86, PART NUMBER: GL050.516001, OEM DRAWING NUMBER: VP2155-502-A-005, EQPT MODEL: GL050.516001, EQPT MANUFACTURER: KENDRION, ADDITIONAL INFORMATION: 12VDC, 1.38A, IP30, S=10MM, QA/QC DOCUMENT REQUIRED: CO/CQ | GL050.516001 | 061-ME-001 | KENDRION | PC | 40564.524 | 1054677624 | 1 | 1054677624 |  | 0 |  | 0 | To replace for the failured part at Site
76 | 2021000836 | PANEL, ELECTRICAL, PARTS, VARISTOR, ITEM: SIOV-S10, PART NUMBER: 14736, OEM DRAWING NUMBER: VC2155-001-G-014, POSITION NUMBER: 2R001, 2R002, ITEM MODEL: SIOV-S10, EQPT MANUFACTURER: EPCOS, ADDITIONAL INFORMATION: 230V/100W, QA/QC DOCUMENT REQUIRED: CO/CQ | 14736 | 020-A-101 020-A-201 | EPCOS | PC | 2.06 | 53560 | 1 | 53560 |  | 0 | 1 | 53560 | - To delivery by year 2026 Spare part for Elevator to immidiately replacement during Catalyst Change Out at RHDS
77 | 2050800790 | ELEVATOR, PARTS, ITEM: GEAR, ITEM TYPE: GEAR WHEEL, SIZE: M=8, Z=15, D=60, B=85, PART NUMBER: 77021, OEM DRAWING NUMBER: VC2155-001-G-003 / 10011555, POSITION NUMBER: 3110(V) 1000H, EQPT MANUFACTURER: GEDA, QA/QC DOCUMENT REQUIRED: CO/CQ | 77021 | 020-A-101 020-A-201 | GEDA | PC | 3415.776 | 88810176 | 1 | 88810176 |  | 0 |  | 0 | Spare part for Elevator to immidiately replacement during Catalyst Change Out at RHDS
78 | 2000100931 | ELEVATOR, PARTS, ITEM: SEAL, ITEM TYPE: SHAFT SEAL, SIZE: 90X140X13, PART NUMBER: 77989, OEM DRAWING NUMBER: VC2155-001-G-003 / 10011555, POSITION NUMBER: 3100(V) 1000H, EQPT MANUFACTURER: GEDA, QA/QC DOCUMENT REQUIRED: CO/CQ | 77989 | 020-A-101 020-A-201 | GEDA | PC | 164.7333 | 4283066.6667 | 2 | 8566133.3333 |  | 0 |  | 0 | Spare part for Elevator to immidiately replacement during Catalyst Change Out at RHDS
79 | 2050800786 | ELEVATOR, PARTS, ITEM: GEAR, ITEM TYPE: GEAR WHEEL, SIZE: M=8, Z=16, PART NUMBER: 77386, OEM DRAWING NUMBER: VC2155-001-G-003 / 1-060527 C, POSITION NUMBER: 1800 (V) 1000h, EQPT MANUFACTURER: GEDA, QA/QC DOCUMENT REQUIRED: CO/CQ | 77386 | 020-A-101 020-A-201 | GEDA | PC | 12828.816 | 333549216 | 1 | 333549216 | 1 | 333549216 |  | 0 | - To delivery by year 2026 Spare part for Elevator to immidiately replacement during Catalyst Change Out at RHDS
80 | 2020700215 | VSD, MANUFACTURER: NORD, RATED POWER: 30kW, RATED VOLTAGE: 380/500V, PHASE: 3, FREQUENCY: 47-63 HZ, DEGREE OF PROTECTION: IP20, ADDITIONAL INFORMATION: P/N #: SK535E-302-340-A; (INCLUDED PROGRAMMING FOR INVERTER, ORDER NO. 275923000), QA/QC DOCUMENT REQUIRED: CO,CQ | SK535E-302-340-A | 022-A-002 | NORD | SET |  | 178157758.064 | 1 | 178157758.064 |  | 0 |  | 0 | To replace for the failured VSD at Site
81 | 2020711748 | RELAY, ELECTRICAL, MANUFACTURER: SCHNEIDER, MODEL: RSB2A080F7, RELAY FUNCTION: INTERFACE RELAY, CONFIGURATION, CONTACT: 2CO, RATED COIL VOLTAGE: 96-144 VAC, RATED FREQUENCY: 50/60HZ, QA/QC DOCUMENT REQUIRED: CO,CQ | RSB2A080F7 | 022-A-002 | SCHNEIDER | PC |  | 345802.6 | 1 | 345802.6 |  | 0 | 1 | 345802.6 | To keep spare part for emergency case
82 | 2020711760 | RELAY, ELECTRICAL, MANUFACTURER: SCHNEIDER, MODEL: RM17TA00, RELAY FUNCTION: MULTIFUNCTION CONTROL RELAY, CONFIGURATION, CONTACT: 1CO, RATED COIL VOLTAGE: 208-480 VAC, RATED FREQUENCY: 50/60HZ, QA/QC DOCUMENT REQUIRED: CO,CQ | RM17TA00 | 022-A-002 | SCHNEIDER | PC |  | 5054793.744 | 1 | 5054793.744 |  | 0 |  | 0 | To keep spare part for emergency case
83 | 2020711765 | CONTACTOR, ELECTRICAL, MANUFACTURER: SCHNEIDER, MODEL: LC1-D65F7, TYPE: POWER, RATED COIL VOLTAGE: 110 VAC, RATED CURRENT: 65A, RATED VOLTAGE(INSULATION): 690 VAC, CONFIGURATION, MAIN CONTACT: 1NO, CONFIGURATION, AUX CONTACT: 1NC, RATED FREQUENCY: 50-60HZ, QA/QC DOCUMENT REQUIRED: CO,CQ | LC1-D65F7 | 022-A-002 | SCHNEIDER | PC |  | 7226304.8 | 1 | 7226304.8 | 1 | 7226304.8 |  | 0 | - To delivery by year 2026 Spare part for Elevator to immidiately replacement during Catalyst Change Out at RHDS
84 | 2021011785 | RECTIFIER, MANUFACTURER: DIOTEC, MODEL: KBPC35006, TYPE: BRIDGE, INPUT VOLTAGE: 420VAC, OUTPUT VOLTAGE: 600VDC, RATED POWER: 21W, RATED CURRENT: 35A, QA/QC DOCUMENT REQUIRED: CO,CQ | KBPC35006 | 022-A-002 | DIOTEC | PC |  | 106390.856 | 1 | 106390.856 |  | 0 |  | 0 | To keep spare part for emergency case
85 | 2020555908 | MODULE, MANUFACTURER: UNITRONICS, MODEL/ PART NUMBER: EX-D16A3-RO8, FUNCTION: XL I/O EXPANSION MODULE DI16 A13/O8 RELAY, RATED VOLTAGE: 24 VDC, ADDITIONAL INFORMATION: (INCLUDED COMPLETE PLC VISION PROGRAMMING, ORDER NO. EX-D16A3-RO8), QA/QC DOCUMENT REQUIRED: CO,CQ | EX-D16A3-RO8 | 022-A-002 | UNITRONICS | PC |  | 79451863.92 | 1 | 79451863.92 |  | 0 | 1 | 79451863.92 | To keep spare part for emergency case
86 | 2020700216 | CONTROLLER, INDICATING, ELECTRONIC, MANUFACTURER: NORD, MODEL: SK-TU3-PAR, TYPE, CONTROLLER: FREQUENCY, POWER SUPPLY: 4.5-30 VDC, INGRESS PROTECTION: IP20, QA/QC DOCUMENT REQUIRED: CO,CQ | SK-TU3-PAR | 022-A-002 | NORD | PC |  | 12856229.672 | 1 | 12856229.672 |  | 0 |  | 0 | To keep spare part for emergency case
87 | 2021011767 | RESISTOR, RATED POWER: 0.25W, TOLERANCE: +/-5%, RESISTANCE: 680 OHM, ADDITIONAL INFORMATION: EQPT MANUFACTURER: STROS, EQPT PART: 3711456241950, QA/QC DOCUMENT REQUIRED: CO,CQ | 3711456241950 | 022-A-002 | STROS | PC |  | 26500.76 | 2 | 53001.52 |  | 0 |  | 0 | To keep spare part for emergency case
88 | 2060129972 | ELEVATOR, PASSENGER, PARTS, ITEM: ENCODER, INCREMENTAL, PART NUMBER: 8.5020.255E.1024, OEM DRAWING NUMBER: E168/EPB, POSITION NUMBER: JP (PAGE/SHEETS: 45/59), EQPT MODEL: EN81 - 1, EQPT MANUFACTURER: STROS, ADDITIONAL INFORMATION: MANUF: KUBLER; D=12, SAFETY LOCK, PUSH PULL 24VDC, 1024PPR, QA/QC DOCUMENT REQUIRED: CO,CQ | 8.5020.255E.1024 | 022-A-002 | STROS | PC |  | 38720842.16 | 1 | 38720842.16 |  | 0 | 1 | 38720842.16 | It was failure many time. Need to keep spare part available for immidiately replacement
89 | 2000101028 | RESISTOR, RATED POWER: 2W, TOLERANCE: +/-5%, RESISTANCE: 560 OHM, ADDITIONAL INFORMATION: EQPT MANUFACTURER: STROS, EQPT PART: 3711515303112, QA/QC DOCUMENT REQUIRED: CO,CQ | 3711515303112 | 022-A-002 | STROS | PC |  | 106390.856 | 2 | 212781.712 | 2 | 212781.712 |  | 0 | To keep spare part for emergency case
90 | 2060202060 | SWITCH, POSITION, MANUFACTURER: SCHNEIDER, MODEL: ZCMD37L5, SWITCH RATING: 250VAC/ 10A, MATERIAL, HOUSING: ZAMAK (A ZINC ALLOY), ARRANGEMENT, CONTACT: 2NC + 1NO, PROCESS CONNECTION: PRE-CABLED BODY/ CONTACT ASSEMBLIES, CONNECTION, ELECTRICAL: CABLE LENGTH: 5 METERS, INGRESS PROTECTION: IP66/67, ADDITIONAL INFORMATION: N/C CONTACT WITH POSITIVE OPENING OPERATION, QA/QC DOCUMENT REQUIRED: CO,CQ | ZCMD37L5 | 022-A-002 | SCHNEIDER | PC |  | 3957662.28 | 1 | 3957662.28 |  | 0 | 1 | 3957662.28 | To keep spare part for emergency case
91 | 2000101029 | CIRCUIT BREAKER, TYPE: MOTOR CIRCUIT BREAKER, POLES: 3P, RATED VOLTAGE: 690VAC, RATED CURRENT: 1 - 1.6A, FRAME SIZE: GV2-RT06, ADDITIONAL INFORMATION: MANUF: SCHNEIDER, QA/QC DOCUMENT REQUIRED: CO,CQ | GV2-RT06 | 022-A-002 | SCHNEIDER | PC |  | 3352152.232 | 1 | 3352152.232 | 1 | 3352152.232 |  | 0 | - To delivery by year 2026 Spare part for Elevator to immidiately replacement during Catalyst Change Out at RHDS
92 | 2000101030 | MOTOR, ELECTRIC, TYPE OF MOTOR: 132M/4 BRE100 HL RG TF, RATED VOLTAGE: 230/400 VAC, RATED FREQUENCY: 50 HZ, PHASE: 3 PH, RATED OUTPUT: 7.5 KW, NUMBER OF POLES: 4, RATED SPEED: 1445, FRAME SIZE: 132M/4, METHOD OF MOUNTING: FLANGE MOUNTED, INGRESS PROTECTION: IP55, TYPE OF PROTECTION: IEC 60079-14, ADDITIONAL INFORMATION: (INCLUDING PREPARATION FOR ENCODER 8.5020.255E.1024), MANUFACTURER: NORD DRIVESYSTEMS, QA/QC DOCUMENT REQUIRED: CO,CQ | 132M/4 BRE100 HL RG TF | 022-A-002 | NORD | PC |  | 603228397.2 | 1 | 603228397.2 | 1 | 603228397.2 |  | 0 | - To delivery by year 2026 Spare part for Elevator to immidiately replacement during Catalyst Change Out at RHDS
93 | 2000101031 | ELEVATOR, PASSENGER, PARTS, ITEM: COMPLETE BRAKE RESISTORS BANK, PART NUMBER: 1815757, OEM DRAWING NUMBER: E168/EPB, POSITION NUMBER: RB (PAGE/SHEETS: 48/59), EQPT MODEL: EN81 - 1, EQPT MANUFACTURER: STROS, ADDITIONAL INFORMATION: BRAKE RESISTORS 20KW+ EMERGENCY LOWERING, EL.S 1815757, 16X25.5Ω 2.0KW, QA/QC DOCUMENT REQUIRED: CO,CQ | 1815757 | 022-A-002 | STROS | PC |  | 163174874.72 | 1 | 163174874.72 | 1 | 163174874.72 |  | 0 | - To delivery by year 2026 To keep spare part for emergency case
94 | 2020522277 | ELEVATOR, PASSENGER, PARTS, ITEM: SWITCH, ITEM TYPE: SWITCH, SAFETY, WITH BOW OPERATE, PART NUMBER: 99500006572, OEM DRAWING NUMBER: VP2155-502-A-005, EQPT MANUFACTURER: THYSSENKRUPP, QA/QC DOCUMENT REQUIRED: CO/CQ | 99500006572 | 061-ME-001 | THYSSENKRUPP | PC |  | 588.2353 | 1 | 588.2353 |  | 0 | 1 | 588.2353 | - To delivery by year 2026 To keep spare part for emergency case
95 | 2060122260 | ELEVATOR, PASSENGER, PARTS, ITEM: MAGNET, ITEM TYPE: MAGNET, 12V, PART NUMBER: 0099530800, OEM DRAWING NUMBER: VP2155-502-A-005, EQPT MANUFACTURER: THYSSENKRUPP, QA/QC DOCUMENT REQUIRED: CO/CQ | 0099530800 | 061-ME-001 | THYSSENKRUPP | PC |  | 658.5882 | 1 | 658.5882 | 1 | 658.5882 |  | 0 | - To delivery by year 2026 To keep spare part for emergency case
96 | 2060122262 | ELEVATOR, PASSENGER, PARTS, ITEM: SWITCH, ITEM TYPE: SWITCH, MAGNETIC/REED, M8 THREAD, 1S, SENSOR, PART NUMBER: 99500009327, OEM DRAWING NUMBER: VP2155-502-A-005, EQPT MANUFACTURER: THYSSENKRUPP, QA/QC DOCUMENT REQUIRED: CO/CQ | 99500009327 | 061-ME-001 | THYSSENKRUPP | PC | 588 | 15288000 | 1 | 15288000 |  | 0 | 1 | 15288000
97 | 2060122263 | ELEVATOR, PASSENGER, PARTS, ITEM: SWITCH, ITEM TYPE: SWITCH, PROXIMITY, MAGNETIC, 1W, 15 WD, PART NUMBER: 6557036010, OEM DRAWING NUMBER: VP2155-502-A-005, EQPT MANUFACTURER: THYSSENKRUPP, QA/QC DOCUMENT REQUIRED: CO/CQ | 6557036010 | 061-ME-001 | THYSSENKRUPP | PC |  | 588.2353 | 2 | 1176.4706 |  | 0 | 2 | 1176.4706 | - To delivery by year 2026 To keep spare part for emergency case
98 | 2060122264 | ELEVATOR, PASSENGER, PARTS, ITEM: SWITCH, ITEM TYPE: SWITCH, BISTABLE/MAGNETIC, 2 POLE, 3.5M, PART NUMBER: 6557005010, OEM DRAWING NUMBER: VP2155-502-A-005, EQPT MANUFACTURER: THYSSENKRUPP, QA/QC DOCUMENT REQUIRED: CO/CQ | 6557005010 | 061-ME-001 | THYSSENKRUPP | PC |  | 588.2353 | 2 | 1176.4706 |  | 0 | 2 | 1176.4706 | - To delivery by year 2026 To keep spare part for emergency case
99 | 2060122265 | ELEVATOR, PASSENGER, PARTS, ITEM: SWITCH, ITEM TYPE: SWITCH, BISTABLE/MAGNETIC, 2 POLE, 8M, PART NUMBER: 6557018010, OEM DRAWING NUMBER: VP2155-502-A-005, EQPT MANUFACTURER: THYSSENKRUPP, QA/QC DOCUMENT REQUIRED: CO/CQ | 6557018010 | 061-ME-001 | THYSSENKRUPP | PC |  | 588.2353 | 2 | 1176.4706 |  | 0 | 2 | 1176.4706 | - To delivery by year 2026 To keep spare part for emergency case
100 | 2060122273 | ELEVATOR, PASSENGER, PARTS, ITEM: SWITCH, ITEM TYPE: SWITCH, SAFETY, 1NO 1NC CONTACT, W.RA. VAR., PART NUMBER: 0099216220, OEM DRAWING NUMBER: VP2155-502-A-005, EQPT MANUFACTURER: THYSSENKRUPP, QA/QC DOCUMENT REQUIRED: CO/CQ | 0099216220 | 061-ME-001 | THYSSENKRUPP | PC |  | 588.2353 | 2 | 1176.4706 |  | 0 | 2 | 1176.4706 | - To delivery by year 2026 To keep spare part for emergency case
101 | 2060122274 | ELEVATOR, PASSENGER, PARTS, ITEM: SWITCH, ITEM TYPE: SWITCH, SAFETY, 1NO 1NC CONTACT, LOCKING W.RA., PART NUMBER: 0099257080, OEM DRAWING NUMBER: VP2155-502-A-005, EQPT MANUFACTURER: THYSSENKRUPP, QA/QC DOCUMENT REQUIRED: CO/CQ | 0099257080 | 061-ME-001 | THYSSENKRUPP | PC |  | 588.2353 | 2 | 1176.4706 |  | 0 | 2 | 1176.4706 | - To delivery by year 2026 To keep spare part for emergency case
102 | 2060122275 | ELEVATOR, PASSENGER, PARTS, ITEM: SWITCH, ITEM TYPE: SWITCH, SAFETY, 1NO 1NC CONTACT, ROLLER ARM RV, PART NUMBER: 99500009586, OEM DRAWING NUMBER: VP2155-502-A-005, EQPT MANUFACTURER: THYSSENKRUPP, QA/QC DOCUMENT REQUIRED: CO/CQ | 99500009586 | 061-ME-001 | THYSSENKRUPP | PC |  | 588.2353 | 2 | 1176.4706 |  | 0 | 2 | 1176.4706 | - To delivery by year 2026 To keep spare part for emergency case
103 | 2060122290 | ELEVATOR, PASSENGER, PARTS, ITEM: MODULE, ITEM TYPE: MODULE, 125A, AY MOUNTING HSR2, PART NUMBER: 66200009236_L, OEM DRAWING NUMBER: VP2155-502-A-005, EQPT MANUFACTURER: THYSSENKRUPP, QA/QC DOCUMENT REQUIRED: CO/CQ | 66200009236_L | 061-ME-001 043-Y-001 | THYSSENKRUPP | PC | 1154.1402 | 30007646.1176 | 1 | 30007646.1176 | 1 | 30007646.1176 | 2 | 60015292.2353
104 | 2060122294 | ELEVATOR, PASSENGER, PARTS, ITEM: BOARD, ITEM TYPE: BOARD, PRINTED CIRCUIT, AY, 136MM TWIN ARROWS MA10 RED, PART NUMBER: 65600001175, OEM DRAWING NUMBER: VP2155-502-A-005, EQPT MANUFACTURER: THYSSENKRUPP, QA/QC DOCUMENT REQUIRED: CO/CQ | 65600001175 | 061-ME-001 | THYSSENKRUPP | PC |  | 945 | 1 | 945 |  | 0 | 1 | 945 | - To delivery by year 2026 To keep spare part for emergency case
105 | 2060122296 | ELEVATOR, PASSENGER, PARTS, ITEM: BOARD, ITEM TYPE: BOARD, PRINTED CIRCUIT, AY, HSD1, PART NUMBER: 66200009288, OEM DRAWING NUMBER: VP2155-502-A-005, EQPT MANUFACTURER: THYSSENKRUPP, QA/QC DOCUMENT REQUIRED: CO/CQ | 66200009288 | 061-ME-001 | THYSSENKRUPP | PC |  | 945 | 1 | 945 |  | 0 | 1 | 945 | - To delivery by year 2026 To keep spare part for emergency case
106 | 2060122309 | ELEVATOR, PASSENGER, PARTS, ITEM: BOARD, ITEM TYPE: BOARD, PRINTED CIRCUIT, AY, RSF2 SYNERGY, PART NUMBER: 65190009206_L, OEM DRAWING NUMBER: VP2155-502-A-005, EQPT MANUFACTURER: THYSSENKRUPP, QA/QC DOCUMENT REQUIRED: CO/CQ | 65190009206_L | 061-ME-001 | THYSSENKRUPP | PC |  | 945 | 1 | 945 |  | 0 | 1 | 945 | - To delivery by year 2026 To keep spare part for emergency case
107 | 2060122313 | ELEVATOR, PASSENGER, PARTS, ITEM: BOARD, ITEM TYPE: BOARD, PRINTED CIRCUIT, AY, TF1 PHONE CARD, PART NUMBER: 6519031660, OEM DRAWING NUMBER: VP2155-502-A-005, EQPT MANUFACTURER: THYSSENKRUPP, QA/QC DOCUMENT REQUIRED: CO/CQ | 6519031660 | 061-ME-001 | THYSSENKRUPP | PC |  | 945 | 1 | 945 |  | 0 | 1 | 945 | - To delivery by year 2026 To keep spare part for emergency case
108 | 2060122315 | ELEVATOR, PASSENGER, PARTS, ITEM: SWITCH, ITEM TYPE: SWITCH, AY, IP54 ENCLOSURE, WITH BRIDGE, PART NUMBER: 99000001196, OEM DRAWING NUMBER: VP2155-502-A-005, EQPT MANUFACTURER: THYSSENKRUPP, QA/QC DOCUMENT REQUIRED: CO/CQ | 99000001196 | 061-ME-001 | THYSSENKRUPP | PC |  | 588.2353 | 1 | 588.2353 | 1 | 588.2353 |  | 0 | - To delivery by year 2026 To keep spare part for emergency case
109 | 2070322259 | ELEVATOR, PASSENGER, PARTS, ITEM: CURTAIN, ITEM TYPE: CURTAIN, LIGHT, TRANSMITTER/RECIEVER, PART NUMBER: 99500011085, OEM DRAWING NUMBER: VP2155-502-A-005, EQPT MANUFACTURER: THYSSENKRUPP, QA/QC DOCUMENT REQUIRED: CO/CQ | 99500011085 | 061-ME-001 | THYSSENKRUPP | PC |  | 117.6471 | 1 | 117.6471 | 1 | 117.6471 |  | 0 | - To delivery by year 2026 To keep spare part for emergency case
110 | TBU | ELEVATOR, PASSENGER, PARTS, ITEM: SWITCH, ITEM TYPE: PUSHBUTTON SWITCH; 230VAC; 16A; FOR DIN RAIL MOUNTING, MANUFACTURER PART NUMBER: SVN351, HAGER, PART NUMBER: SVN351, OEM DRAWING NUMBER: VP2155-502-A-005, EQPT MANUFACTURER: HAGER, QA/QC DOCUMENT REQUIRED: CO/CQ | SVN351 | 061-ME-001 | THYSSENKRUPP | PC |  |  | 1 | 0 | 1 | 0 |  | 0 | - To delivery by year 2026 To keep spare part for emergency case
111 | TBU | ELEVATOR, PASSENGER, PARTS, ITEM: CIRCUIT BREAKER, ITEM TYPE: MINI CIRCUIT BREAKER,PART NUMBER: S201-K4, 1-POLES, 4 AMPS, 480Y/277 VAC, K-TRIP CURVE, 6 KA, ABB, PART NUMBER: S201-K4, OEM DRAWING NUMBER: VP2155-502-A-005, EQPT MANUFACTURER: ABB, QA/QC DOCUMENT REQUIRED: CO/CQ | S201-K4 | 061-ME-001 | HAGER | PC |  |  | 1 | 0 |  | 0 | 1 | 0 | - To delivery by year 2026 To keep spare part for emergency case
112 | 2000101114 | ELEVATOR, PASSENGER, PARTS, ITEM: SWITCH, ITEM TYPE: ISOLATOR SWITCH, KFD2-SR2-EX2.W, P/N: 132960, PART NUMBER: 132960, OEM DRAWING NUMBER: VP2155-502-A-005, EQPT MANUFACTURER: PEPPERL +FUCHS, QA/QC DOCUMENT REQUIRED: CO/CQ | 132960 | 061-ME-001 | ABB | PC |  |  | 1 | 0 | 1 | 0 | 1 | 0 | - To delivery by year 2026 To keep spare part for emergency case
113 | TBU | ELEVATOR, PASSENGER, PARTS, ITEM: TRANSFORMER , ITEM TYPE: TRANSFORMER B0211105, 65410002779, 400V/24V, 0.18AAC/4ADC , PART NUMBER: 65410002779, OEM DRAWING NUMBER: VP2155-502-A-005, EQPT MANUFACTURER: BLOCK, QA/QC DOCUMENT REQUIRED: CO/CQ | 65410002779 | 061-ME-001 | PEPPERL+FUCHS | PC |  |  | 1 | 0 |  | 0 | 1 | 0 | - To delivery by year 2026 To keep spare part for emergency case
114 | TBU | ELEVATOR, PASSENGER, PARTS, ITEM: RELAY, ITEM TYPE: VOLTAGE MONITORING RELAY E1PF400VSY01, PART NUMBER: E1PF400VSY01, OEM DRAWING NUMBER: VP2155-502-A-005, EQPT MANUFACTURER: TELE, QA/QC DOCUMENT REQUIRED: CO/CQ | E1PF400VSY01 | 061-ME-001 | BLOCK | PC |  |  | 1 | 0 | 1 | 0 | 1 | 0 | - To delivery by year 2026 To keep spare part for emergency case
115 | TBU | ELEVATOR, PASSENGER, PARTS, ITEM: CHOKE, ITEM TYPE: COMMUTATING CHOKE 3X0,43MH 34A, PART NUMBER: 1753445011, OEM DRAWING NUMBER: VP2155-502-A-005, EQPT MANUFACTURER: THYSSENKRUPP, QA/QC DOCUMENT REQUIRED: CO/CQ | 1753445011 | 061-ME-001 | TELE | PC |  |  | 1 | 0 |  | 0 | 1 | 0 | - To delivery by year 2026 To keep spare part for emergency case
116 | TBU | ELEVATOR, PASSENGER, PARTS, ITEM: SWITCH, ITEM TYPE: PROTECTIVE MOTOR SWITCH GV2-MEO4, PART NUMBER: 0099522300, OEM DRAWING NUMBER: VP2155-502-A-005, EQPT MANUFACTURER: THYSSENKRUPP, QA/QC DOCUMENT REQUIRED: CO/CQ | 0099522300 | 061-ME-001 | THYSSENKRUPP | PC |  |  | 1 | 0 |  | 0 | 1 | 0 | - To delivery by year 2026 To keep spare part for emergency case
117 | 2020500043 | ELEVATOR, PASSENGER, PARTS, ITEM: SWITCH, ITEM TYPE: PROXIMITY SWITCH, PART NUMBER: 0099207600, OEM DRAWING NUMBER: VP2155-502-A-005, EQPT MANUFACTURER: THYSSENKRUPP, QA/QC DOCUMENT REQUIRED: CO/CQ | 0099207600 | 061-ME-001 043-Y-001 | THYSSENKRUPP | PC | 362.7451 | 9431372.549 |  | 0 | 1 | 9431372.549 |  | 0
118 | 2020500044 | ELEVATOR, PASSENGER, PARTS, ITEM: SWITCH, ITEM TYPE: PROXIMITY SWITCH INDUKTIV 2WIRES GW15, PART NUMBER: 65570009203, OEM DRAWING NUMBER: VP2155-502-A-005, EQPT MANUFACTURER: THYSSENKRUPP, QA/QC DOCUMENT REQUIRED: CO/CQ | 65570009203 | 061-ME-001 043-Y-001 | THYSSENKRUPP | PC | 1511.7647 | 39305882.3529 |  | 0 | 1 | 39305882.3529 |  | 0
119 | TBU | ELEVATOR, PASSENGER, PARTS, ITEM: POWER PACK, ITEM TYPE: POWER PACK POWER-RAIL KFD2-EB2, PART NUMBER: 0099209600, OEM DRAWING NUMBER: VP2155-502-A-005, EQPT MANUFACTURER: THYSSENKRUPP, QA/QC DOCUMENT REQUIRED: CO/CQ | 0099209600 | 061-ME-001 | THYSSENKRUPP | PC |  |  |  | 0 |  | 0 | 1 | 0
120 | 2060118733 | ELEVATOR, PASSENGER, PARTS, ITEM: SAFETY RELAIS , ITEM TYPE: SAFETY RELAIS 2CHANEL 3NO+1NC CONTACTS, PART NUMBER: 99500010613, OEM DRAWING NUMBER: VP2155-502-A-005, EQPT MANUFACTURER: THYSSENKRUPP, QA/QC DOCUMENT REQUIRED: CO/CQ | 99500010613 | 061-ME-001 043-Y-001 | THYSSENKRUPP | PC | 666.3627 | 17325431.3725 |  | 0 | 1 | 17325431.3725 | 1 | 17325431.3725
121 | TBU | ELEVATOR, PASSENGER, PARTS, ITEM: BREAKER, ITEM TYPE: BREAKER NH00 3POL 690VAC, PART NUMBER: 99500012147, OEM DRAWING NUMBER: VP2155-502-A-005, EQPT MANUFACTURER: THYSSENKRUPP, QA/QC DOCUMENT REQUIRED: CO/CQ | 99500012147 | 061-ME-001 | THYSSENKRUPP | PC |  |  |  | 0 |  | 0 | 1 | 0
122 | TBU | ELEVATOR, PASSENGER, PARTS, ITEM: GUIDE RAIL, ITEM TYPE: AY GUIDE RAIL FOR DOOR PANEL S8 K8 A, PART NUMBER: 60900009405, OEM DRAWING NUMBER: VP2155-502-A-005, EQPT MANUFACTURER: THYSSENKRUPP, QA/QC DOCUMENT REQUIRED: CO/CQ | 60900009405 | 061-ME-001 | THYSSENKRUPP | PC |  |  |  | 0 |  | 0 | 1 | 0
123 | TBU | ELEVATOR, PASSENGER, PARTS, ITEM: POWER PACK , ITEM TYPE: AY POWER PACK 230V/15V 2A HAT-TYPE RAIL, PART NUMBER: 99500007388, OEM DRAWING NUMBER: VP2155-502-A-005, EQPT MANUFACTURER: THYSSENKRUPP, QA/QC DOCUMENT REQUIRED: CO/CQ | 99500007388 | 061-ME-001 | THYSSENKRUPP | PC |  |  |  | 0 |  | 0 | 1 | 0
124 | TBU | ELEVATOR, PASSENGER, PARTS, ITEM: CONTROLLER, ITEM TYPE: AY SPEED CONTROLLER F4, PART NUMBER: 65320009206, OEM DRAWING NUMBER: VP2155-502-A-005, EQPT MANUFACTURER: THYSSENKRUPP, QA/QC DOCUMENT REQUIRED: CO/CQ | 65320009206 | 061-ME-001 | THYSSENKRUPP | PC |  |  |  | 0 |  | 0 | 2 | 0
125 | 2060118835 | ELEVATOR, PASSENGER, PARTS, ITEM: GUIDE RAIL, ITEM TYPE: AY GUIDE RAIL FOR DOOR PANEL S8 K8 A, PART NUMBER: 6090 000 9405, OEM DRAWING NUMBER: VP2155-502-A-005, EQPT MANUFACTURER: THYSSENKRUPP, QA/QC DOCUMENT REQUIRED: CO/CQ | 6090 000 9405 | 061-ME-001 043-Y-001 | THYSSENKRUPP | PC | 116.1176 | 3019058.8235 |  | 0 |  | 0 | 1 | 3019058.8235
126 | TBU | ELEVATOR, PASSENGER, PARTS, ITEM: EMERGENCY UNLOCKING, ITEM TYPE: AY EMERGENCY UNLOCKING DEVICE M2T S8 A L, PART NUMBER: 60940009324, OEM DRAWING NUMBER: VP2155-502-A-005, EQPT MANUFACTURER: THYSSENKRUPP, QA/QC DOCUMENT REQUIRED: CO/CQ | 60940009324 | 061-ME-001 | THYSSENKRUPP | PC |  |  |  | 0 |  | 0 | 2 | 0
127 | 2060118728 | ELEVATOR, PASSENGER, PARTS, ITEM: FUSE, ITEM TYPE: NH FUSE 00 50 GL500 WS, PART NUMBER: 5102690, OEM DRAWING NUMBER: VP2155-502-A-005, EQPT MANUFACTURER: THYSSENKRUPP, QA/QC DOCUMENT REQUIRED: CO/CQ | 5102690 | 061-ME-001 043-Y-001 | THYSSENKRUPP | PC | 47.31 | 1230060 |  | 0 | 3 | 3690180 | 3 | 3690180
128 | 2060122281 | ELEVATOR, PASSENGER, PARTS, ITEM: FUSE, ITEM TYPE: FUSE 2A 5X20, PART NUMBER: 5100970, OEM DRAWING NUMBER: VP2155-502-A-005, EQPT MANUFACTURER: THYSSENKRUPP, QA/QC DOCUMENT REQUIRED: CO/CQ | 5100970 | 061-ME-001 | THYSSENKRUPP | PC | 47.31 | 1230060 |  | 0 | 1 | 1230060 | 1 | 1230060
129 | TBU | ELEVATOR, PASSENGER, PARTS, ITEM: AMPLIFIER, ITEM TYPE: ISOLATING AMPLIFIER, PART NUMBER: 6557037010, OEM DRAWING NUMBER: VP2155-502-A-005, EQPT MANUFACTURER: THYSSENKRUPP, QA/QC DOCUMENT REQUIRED: CO/CQ | 6557037010 | 061-ME-001 | THYSSENKRUPP | PC |  |  |  | 0 | 1 | 0 | 1 | 0
130 | 2020522276 | ELEVATOR, PASSENGER, PARTS, ITEM:SWITCH, ITEM TYPE: SWITCH SAFETY WITH END PLUNGER, PART NUMBER:99500009351, OEM DRAWING NUMBER: VP2155-502-A-005, EQPT MANUFACTURER: THYSSENKRUPP, QA/QC DOCUMENT REQUIRED: CO/CQ | 99500009351 | 061-ME-001 | THYSSENKRUPP | PC | 588.2353 | 15294117.6471 |  | 0 | 1 | 15294117.6471 | 1 | 15294117.6471
131 | 2020718713 | ELEVATOR, PASSENGER, PARTS, ITEM:RELAY, ITEM TYPE:RELAY 24VDC COIL 2S 2OE CONTACTOR, PART NUMBER: 6570068010, OEM DRAWING NUMBER: VP2155-502-A-005, EQPT MANUFACTURER: THYSSENKRUPP, QA/QC DOCUMENT REQUIRED: CO/CQ | 6570068010 | 061-ME-001 043-Y-001 | THYSSENKRUPP | PC | 23.598 | 613548.0107 |  | 0 | 1 | 613548.0107 | 1 | 613548.0107
132 | 2021018732 | ELEVATOR, PASSENGER, PARTS, ITEM:SUPPRESSOR, ITEM TYPE:SUPPRESSOR RC CIRCUIT 110 TO 240VAC, PART NUMBER: 99500001973, OEM DRAWING NUMBER: VP2155-502-A-005, EQPT MANUFACTURER: THYSSENKRUPP, QA/QC DOCUMENT REQUIRED: CO/CQ | 99500001973 | 061-ME-001 043-Y-001 | THYSSENKRUPP | PC | 12.0784 | 314039.2157 |  | 0 | 1 | 314039.2157 |  | 0
133 | 2021222283 | ELEVATOR, PASSENGER, PARTS, ITEM:STATION, ITEM TYPE:STATION ENGINE ROOM CALL STATION, PART NUMBER:0099131030, OEM DRAWING NUMBER: VP2155-502-A-005, EQPT MANUFACTURER: THYSSENKRUPP, QA/QC DOCUMENT REQUIRED: CO/CQ | 0099131030 | 061-ME-001 | THYSSENKRUPP | PC | 213.9608 | 5562980.3922 |  | 0 | 1 | 5562980.3922 | 1 | 5562980.3922
134 | 2021222284 | ELEVATOR, PASSENGER, PARTS, ITEM:STATION, ITEM TYPE:STATION CALL/INTERCOM, PART NUMBER:0099135030, OEM DRAWING NUMBER: VP2155-502-A-005, EQPT MANUFACTURER: THYSSENKRUPP, QA/QC DOCUMENT REQUIRED: CO/CQ | 0099135030 | 061-ME-001 | THYSSENKRUPP | PC | 213.9608 | 5562980.3922 |  | 0 | 1 | 5562980.3922 | 1 | 5562980.3922
135 | 2060118716 | ELEVATOR, PASSENGER, PARTS, ITEM:BELT, ITEM TYPE:BELT, V, 8-PJ559, 559MM OC, POLY-V 8 RIBBED, PART NUMBER:5640240, OEM DRAWING NUMBER: VP2155-502-A-005, EQPT MANUFACTURER: THYSSENKRUPP, QA/QC DOCUMENT REQUIRED: CO/CQ | 5640240 | 061-ME-001 043-Y-001 | THYSSENKRUPP | PC | 5.8953 | 153277.6471 |  | 0 | 1 | 153277.6471 |  | 0
136 | 2060118718 | ELEVATOR, PASSENGER, PARTS, ITEM:CONTACTOR, ITEM TYPE:CONTACTOR, POWER, 230VAC, 32A, 3H, 1S, 1OE CONTACT ARRANGEMENT, PART NUMBER:99500001916, OEM DRAWING NUMBER: VP2155-502-A-005, EQPT MANUFACTURER: THYSSENKRUPP, QA/QC DOCUMENT REQUIRED: CO/CQ | 99500001916 | 061-ME-001 043-Y-001 | THYSSENKRUPP | PC | 161.26 | 4192760 |  | 0 | 1 | 4192760 |  | 0
137 | 2060118719 | ELEVATOR, PASSENGER, PARTS, ITEM:CONTACTOR, ITEM TYPE:CONTACTOR, POWER, 230VAC, 9A, 3H, 1S, 1OE CONTACT ARRANGEMENT, PART NUMBER:99000001801, OEM DRAWING NUMBER: VP2155-502-A-005, EQPT MANUFACTURER: THYSSENKRUPP, QA/QC DOCUMENT REQUIRED: CO/CQ | 99000001801 | 061-ME-001 043-Y-001 | THYSSENKRUPP | PC | 161.26 | 4192760 |  | 0 | 1 | 4192760 |  | 0
138 | 2060118720 | ELEVATOR, PASSENGER, PARTS, ITEM:CONTACTOR, ITEM TYPE:CONTACTOR, POWER, 230VAC, 40A, 3H, 1S, 1OE CONTACT ARRANGEMENT, PART NUMBER:99500010015, OEM DRAWING NUMBER: VP2155-502-A-005, EQPT MANUFACTURER: THYSSENKRUPP, QA/QC DOCUMENT REQUIRED: CO/CQ | 99500010015 | 061-ME-001 043-Y-001 | THYSSENKRUPP | PC | 161.26 | 4192760 |  | 0 | 1 | 4192760 | 1 | 4192760
139 | 2060118723 | ELEVATOR, PASSENGER, PARTS, ITEM:SWITCH, ITEM TYPE:SWITCH, PROXIMITY SWITCH, 8.2 VDC, NJ4-12GK-N-5M, PART NUMBER:106415, OEM DRAWING NUMBER: VP2155-502-A-005, EQPT MANUFACTURER: PEPPERL+FUCHS, QA/QC DOCUMENT REQUIRED: CO/CQ | 106415 | 061-ME-001 043-Y-001 | THYSSENKRUPP | PC | 588.2353 | 15294117.6471 |  | 0 | 1 | 15294117.6471 | 1 | 15294117.6471
140 | 2060118724 | ELEVATOR, PASSENGER, PARTS, ITEM:SWITCH, ITEM TYPE:SWITCH, PROXIMITY, 8.2 VDC, SJ10-N-5M, PART NUMBER:106611, OEM DRAWING NUMBER: VP2155-502-A-005, EQPT MANUFACTURER: PEPPERL+FUCHS, QA/QC DOCUMENT REQUIRED: CO/CQ | 106611 | 061-ME-001 043-Y-001 | PEPPERL+FUCHS | PC | 588.2353 | 15294117.6471 |  | 0 | 1 | 15294117.6471 |  | 0
141 | 2060118725 | ELEVATOR, PASSENGER, PARTS, ITEM:SWITCH, ITEM TYPE:SWITCH, PROXIMITY, 5 TO 25VDC, 1.5KHZ SWITCHING FREQUENCY, PART NUMBER:0099204600, OEM DRAWING NUMBER: VP2155-502-A-005, EQPT MANUFACTURER: THYSSENKRUPP, QA/QC DOCUMENT REQUIRED: CO/CQ | 0099204600 | 061-ME-001 | PEPPERL+FUCHS | PC | 588.2353 | 15294117.6471 |  | 0 | 1 | 15294117.6471 | 1 | 15294117.6471
142 | 2060118729 | ELEVATOR, PASSENGER, PARTS, ITEM:RELAY, ITEM TYPE:RELAY, PH MONITOR, 1/3PH, 1NC, 1C CONTACT ARRANGEMENT, 3 PHASE, PHASE MONITOR RELAY, PART NUMBER:99500001125, OEM DRAWING NUMBER: VP2155-502-A-005, EQPT MANUFACTURER: THYSSENKRUPP, QA/QC DOCUMENT REQUIRED: CO/CQ | 99500001125 | 061-ME-001 043-Y-001 | THYSSENKRUPP | PC | 23.598 | 613548.0107 |  | 0 | 1 | 613548.0107 |  | 0
143 | 2060118736 | ELEVATOR, PASSENGER, PARTS, ITEM:BREAKER, ITEM TYPE:BREAKER, CIRCUIT, 690VAC, 3P, NH00, PART NUMBER:0099723030, OEM DRAWING NUMBER: VP2155-502-A-005, EQPT MANUFACTURER: THYSSENKRUPP, QA/QC DOCUMENT REQUIRED: CO/CQ | 0099723030 | 061-ME-001 043-Y-001 | THYSSENKRUPP | PC | 205.7 | 5348200 |  | 0 |  | 0 | 1 | 5348200
144 | 2060118737 | ELEVATOR, PASSENGER, PARTS, ITEM:RELAY, ITEM TYPE:RELAY, IMPULSE, 230/240VAC, 2NO 2NC, PART NUMBER:0099256080, OEM DRAWING NUMBER: VP2155-502-A-005, EQPT MANUFACTURER: THYSSENKRUPP, QA/QC DOCUMENT REQUIRED: CO/CQ | 0099256080 | 061-ME-001 043-Y-001 | THYSSENKRUPP | PC | 23.598 | 613548.0107 |  | 0 | 1 | 613548.0107 |  | 0
145 | 2060118738 | ELEVATOR, PASSENGER, PARTS, ITEM:SWITCH, ITEM TYPE:SWITCH, PUSHBUTTON, 24VDC 200MA, BRAKE CONTROL, IP65 ENCLOSURE, PART NUMBER:0099216070, OEM DRAWING NUMBER: VP2155-502-A-005, EQPT MANUFACTURER: THYSSENKRUPP, QA/QC DOCUMENT REQUIRED: CO/CQ | 0099216070 | 061-ME-001 043-Y-001 | THYSSENKRUPP | PC | 588.2353 | 15294117.6471 |  | 0 |  | 0 | 1 | 15294117.6471
146 | 2060118739 | ELEVATOR, PASSENGER, PARTS, ITEM:SWITCH, ITEM TYPE:SWITCH, PUSHBUTTON, 250VAC 16A, 10E, 1S, PART NUMBER:0099210190, OEM DRAWING NUMBER: VP2155-502-A-005, EQPT MANUFACTURER: THYSSENKRUPP, QA/QC DOCUMENT REQUIRED: CO/CQ | 0099210190 | 061-ME-001 043-Y-001 | THYSSENKRUPP | PC | 588.2353 | 15294117.6471 |  | 0 |  | 0 | 1 | 15294117.6471
147 | 2060118748 | ELEVATOR, PASSENGER, PARTS, ITEM:BOLT, ITEM TYPE:BOLT, AY HOOK, PART NUMBER:60900009622, OEM DRAWING NUMBER: VP2155-502-A-005, EQPT MANUFACTURER: THYSSENKRUPP, QA/QC DOCUMENT REQUIRED: CO/CQ | 60900009622 | 061-ME-001 043-Y-001 | THYSSENKRUPP | PC | 1.8196 | 47309.8039 |  | 0 |  | 0 | 1 | 47309.8039
148 | 2060118749 | ELEVATOR, PASSENGER, PARTS, ITEM:BOLT, ITEM TYPE:BOLT, AY HOOK, PART NUMBER:60940009321, OEM DRAWING NUMBER: VP2155-502-A-005, EQPT MANUFACTURER: THYSSENKRUPP, QA/QC DOCUMENT REQUIRED: CO/CQ | 60940009321 | 061-ME-001 043-Y-001 | THYSSENKRUPP | PC | 1.8196 | 47309.8039 |  | 0 |  | 0 | 1 | 47309.8039
149 | 2060118750 | ELEVATOR, PASSENGER, PARTS, ITEM:BOARD, ITEM TYPE:BOARD, PRINTED CIRCUIT, AY, HDI3, PART NUMBER:66200009254_L , OEM DRAWING NUMBER: VP2155-502-A-005, EQPT MANUFACTURER: THYSSENKRUPP, QA/QC DOCUMENT REQUIRED: CO/CQ | 66200009254_L | 061-ME-001 043-Y-001 | THYSSENKRUPP | PC | 945 | 24570000 |  | 0 | 1 | 24570000 |  | 0
150 | 2060118751 | ELEVATOR, PASSENGER, PARTS, ITEM:BOARD, ITEM TYPE:BOARD, PRINTED CIRCUIT, AY, HSR2 CPI48, PART NUMBER:66200003141, OEM DRAWING NUMBER: VP2155-502-A-005, EQPT MANUFACTURER: THYSSENKRUPP, QA/QC DOCUMENT REQUIRED: CO/CQ | 66200003141 | 061-ME-001 043-Y-001 | THYSSENKRUPP | PC | 945 | 24570000 | 1 | 24570000 | 1 | 24570000 |  | 0
151 | 2060118752 | ELEVATOR, PASSENGER, PARTS, ITEM:BOARD, ITEM TYPE:BOARD, PRINTED CIRCUIT, AY, HZK, PART NUMBER:1830445435, OEM DRAWING NUMBER: VP2155-502-A-005, EQPT MANUFACTURER: THYSSENKRUPP, QA/QC DOCUMENT REQUIRED: CO/CQ | 1830445435 | 061-ME-001 043-Y-001 | THYSSENKRUPP | PC | 945 | 24570000 |  | 0 | 1 | 24570000 |  | 0
152 | 2060118755 | ELEVATOR, PASSENGER, PARTS, ITEM:CONTROLLER, ITEM TYPE:CONTROLLER, DECELERATION, MB2.2, PART NUMBER:6510008680, OEM DRAWING NUMBER: VP2155-502-A-005, EQPT MANUFACTURER: THYSSENKRUPP, QA/QC DOCUMENT REQUIRED: CO/CQ | 6510008680 | 061-ME-001 043-Y-001 | THYSSENKRUPP | PC | 507.7684 | 13201979.2157 |  | 0 | 1 | 13201979.2157 |  | 0
153 | 2060118757 | ELEVATOR, PASSENGER, PARTS, ITEM:BOARD, ITEM TYPE:BOARD, PRINTED CIRCUIT, AY, MF3, PART NUMBER:65100009223, OEM DRAWING NUMBER: VP2155-502-A-005, EQPT MANUFACTURER: THYSSENKRUPP, QA/QC DOCUMENT REQUIRED: CO/CQ | 65100009223 | 061-ME-001 043-Y-001 | THYSSENKRUPP | PC | 945 | 24570000 |  | 0 | 1 | 24570000 |  | 0
154 | 2060118760 | ELEVATOR, PASSENGER, PARTS, ITEM:BOARD, ITEM TYPE:BOARD, PRINTED CIRCUIT, AY, MM, PART NUMBER:6510082680, OEM DRAWING NUMBER: VP2155-502-A-005, EQPT MANUFACTURER: THYSSENKRUPP, QA/QC DOCUMENT REQUIRED: CO/CQ | 6510082680 | 061-ME-001 043-Y-001 | THYSSENKRUPP | PC | 2257.2 | 58687200 |  | 0 | 1 | 58687200 |  | 0
155 | 2060118763 | ELEVATOR, PASSENGER, PARTS, ITEM:BOARD, ITEM TYPE:BOARD, PRINTED CIRCUIT, AY, 24V, MS2-KOMP, FLOOR MODULE, PART NUMBER:6510093680, OEM DRAWING NUMBER: VP2155-502-A-005, EQPT MANUFACTURER: THYSSENKRUPP, QA/QC DOCUMENT REQUIRED: CO/CQ | 6510093680 | 061-ME-001 043-Y-001 | THYSSENKRUPP | PC | 2257.2 | 58687200 |  | 0 | 1 | 58687200 |  | 0
156 | 2060118768 | ELEVATOR, PASSENGER, PARTS, ITEM:SENSOR, ITEM TYPE:SENSOR, AY BOARD TEMPERATURE/CPI, PART NUMBER:66200008884, OEM DRAWING NUMBER: VP2155-502-A-005, EQPT MANUFACTURER: THYSSENKRUPP, QA/QC DOCUMENT REQUIRED: CO/CQ | 66200008884 | 061-ME-001 043-Y-001 | THYSSENKRUPP | PC | 16712.5484 | 434526258.1961 |  | 0 | 1 | 434526258.1961 |  | 0
157 | 2060118769 | ELEVATOR, PASSENGER, PARTS, ITEM:BOARD, ITEM TYPE:BOARD, PRINTED CIRCUIT, AY, TMI2, PART NUMBER:66200006435_L, OEM DRAWING NUMBER: VP2155-502-A-005, EQPT MANUFACTURER: THYSSENKRUPP, QA/QC DOCUMENT REQUIRED: CO/CQ | 66200006435_L | 061-ME-001 043-Y-001 | THYSSENKRUPP | PC | 2257.2 | 58687200 |  | 0 | 1 | 58687200 |  | 0
158 | 2060118797 | ELEVATOR, PASSENGER, PARTS, ITEM:MAGNET, ITEM TYPE:MAGNET, OXID 380, PART NUMBER:0099208250, OEM DRAWING NUMBER: VP2155-502-A-005, EQPT MANUFACTURER: THYSSENKRUPP, QA/QC DOCUMENT REQUIRED: CO/CQ | 99208250 | 061-ME-001 043-Y-001 | THYSSENKRUPP | PC | 658.5882 | 17123294.1176 |  | 0 | 1 | 17123294.1176 |  | 0
159 | 2060118849 | ELEVATOR, PASSENGER, PARTS, ITEM:BOARD, ITEM TYPE:BOARD, PRINTED CIRCUIT, AY, MH2 WITHOUT SYNTHETIC LANGUAGE, PART NUMBER:6500013670, OEM DRAWING NUMBER: VP2155-502-A-005, EQPT MANUFACTURER: THYSSENKRUPP, QA/QC DOCUMENT REQUIRED: CO/CQ | 6500013670 | 061-ME-001 043-Y-001 | THYSSENKRUPP | PC | 2257.2 | 58687200 |  | 0 | 1 | 58687200 |  | 0
160 | 2060118854 | ELEVATOR, PASSENGER, PARTS, ITEM:PLATE, ITEM TYPE:PLATE, WALL, AY BOARD MV6 REAR, PART NUMBER:6510079680, OEM DRAWING NUMBER: VP2155-502-A-005, EQPT MANUFACTURER: THYSSENKRUPP, QA/QC DOCUMENT REQUIRED: CO/CQ | 6510079680 | 061-ME-001 043-Y-001 | THYSSENKRUPP | PC | 137.2549 | 3568627.451 |  | 0 | 1 | 3568627.451 |  | 0
161 | 2060118856 | ELEVATOR, PASSENGER, PARTS, ITEM:BOARD, ITEM TYPE:BOARD, PRINTED CIRCUIT, AY, RFS2 FLAT PIT, PART NUMBER:65190007502_L , OEM DRAWING NUMBER: VP2155-502-A-005, EQPT MANUFACTURER: THYSSENKRUPP, QA/QC DOCUMENT REQUIRED: CO/CQ |  | 061-ME-001 | THYSSENKRUPP | PC | 2257.2 | 58687200 |  | 0 | 1 | 58687200 |  | 0
162 | 2060118857 | ELEVATOR, PASSENGER, PARTS, ITEM:BOARD, ITEM TYPE:BOARD, PRINTED CIRCUIT, AY, SR2 SAFETY CIRCUIT, PART NUMBER:65190007497_L, OEM DRAWING NUMBER: VP2155-502-A-005, EQPT MANUFACTURER: THYSSENKRUPP, QA/QC DOCUMENT REQUIRED: CO/CQ | 65190007497_L | 061-ME-001 043-Y-001 | THYSSENKRUPP | PC | 2257.2 | 58687200 | 1 | 58687200 | 1 | 58687200 |  | 0
163 | 2060122288 | ELEVATOR, PASSENGER, PARTS, ITEM:SWITCH, ITEM TYPE:SWITCH, PROXIMITY, INDUCTIVE, PART NUMBER:6557038010, OEM DRAWING NUMBER: VP2155-502-A-005, EQPT MANUFACTURER: THYSSENKRUPP, QA/QC DOCUMENT REQUIRED: CO/CQ | 6557038010 | 061-ME-001 | THYSSENKRUPP | PC | 588.2353 | 15294117.6471 | 1 | 15294117.6471 | 1 | 15294117.6471 | 1 | 15294117.6471
164 | 2060122289 | ELEVATOR, PASSENGER, PARTS, ITEM:BELT, ITEM TYPE:BELT, TIMING, 4..061M LG, PART NUMBER:2200869/4061M, OEM DRAWING NUMBER: VP2155-502-A-005, EQPT MANUFACTURER: THYSSENKRUPP, QA/QC DOCUMENT REQUIRED: CO/CQ | 2200869/4061M | 061-ME-001 | THYSSENKRUPP | PC | 5.8953 | 153277.6471 |  | 0 | 1 | 153277.6471 | 1 | 153277.6471
165 | TBU | ELEVATOR, PASSENGER, PARTS, ITEM: ENCODER, ITEM TYPE: 8.A020.4212.4096, PART NUMBER: 1512506804, OEM DRAWING NUMBER: VP2155-502-A-005, EQPT MANUFACTURER: KUBLER, QA/QC DOCUMENT REQUIRED: CO/CQ | 1512506804 | 061-ME-001 | KUBLER | PC |  |  |  | 0 | 1 | 0 | 1 | 0
166 | TBU | ELEVATOR, PASSENGER, PARTS, ITEM: INTEGRATED CIRCUIT, PART NUMBER: 299914117, OEM DRAWING NUMBER: VP2155-502-A-005, EQPT MANUFACTURER: THYSSENKRUPP, ADDITIONAL INFORMATION: REQUEST UPLOAD PROGRAM (FOR ELEVATOR TKAW ORDER NUMBER: 299914117), QA/QC DOCUMENT REQUIRED: CO/CQ | 299914117 | 061-ME-001 | THYSSENKRUPP | PC |  |  |  | 0 | 1 | 0 | 1 | 0
167 | TBU | ELEVATOR, PASSENGER, PARTS, ITEM: INVERTER , ITEM TYPE: FREQUENCY INVERTER CPI 48 V3 ASYNC, TYPE: 6621 000 9241, INPUT 3AC 400V (342-456 V) 43/63A, OUTPUT 3AC 0-360V 50/75A, ODER NO: 102451210 P/N: 299914117 , PART NUMBER: 66210009241, OEM DRAWING NUMBER: VP2155-502-A-005, EQPT MANUFACTURER: THYSSENKRUPP, ADDITIONAL INFORMATION: REQUEST UPLOAD FIRMWARE/ PROGRAM (FOR ELEVATOR TKAW ORDER NUMBER: 299914117), QA/QC DOCUMENT REQUIRED: CO/CQ | 66210009241 | 061-ME-001 | THYSSENKRUPP | SET |  |  |  | 0 | 1 | 0 | 1 | 0
168 | 2021022999 | DIODE, INTERFERENCE SUPPRESSION, 12 TO 250VDC, TYPE: 3RT1916-1DG00, MANUFACTURER: SIEMENS | 3RT1916-1DG00 | 061-BM-902A/B | SIEMENS | PC | 33.3333 | 866666.6667 | 8 | 6933333.3333 | 8 | 6933333.3333 |  | 0
169 | 2020723001 | CONTACTOR, 400V, 22A, 3P, ENCL IP20, 3.4KW POWER, 1NC, SCREW TERMINAL, S00 SIZE, 3RT2016-1BB42 | 3RT2016-1BB42 | 061-BM-902A/B | SIEMENS | PC | 51.8824 | 1348941.1765 | 35 | 47212941.1765 | 50 | 67447058.8235 | 35 | 47212941.1765
170 | 2020950677 | INDICATOR, OIL TEMPERATURE, 0 TO 120DEG C, WITH INDICATOR |  | SSP08-TR-401A/B; SSP08-TR-402A/B | SCHNEIDER | PC | 659 | 17134000 | 2 | 34268000 |  | 0 | 2 | 34268000
171 | TBU | PANEL, ELECTRICAL, PARTS, ITEM: THYRISTOR POWER UNIT (SCR POWER CONTROLLER), MODEL 160A-690V, MODULE: 3PH-160A, EQPT MANUFACTURER: EUROTHERM, ADDITIONAL INFORMATION: PART#: EPOWER/ 3PH-160A/ 690V/ 230V XXX XXX XXX 00 XX XX XX XX XXX XX XX XXX XXX XXX QS ENG 160A 690V 3P 3D XX PA V2 XX SP 4A XX I 4A XX AA XX XX, QA/QC DOCUMENT REQUIRED: CO/CQ |  | 061-A-801-HCP02; 061-A-851-HCP02 | EUROTHERM | SET |  |  |  | 0 | 2 | 0 |  | 0
172 | TBU | PANEL, ELECTRICAL, PARTS, ITEM: THYRISTOR POWER UNIT (SCR POWER CONTROLLER), MODEL 100A-690V, MODULE: 3PH-160A, EQPT MANUFACTURER: EUROTHERM, ADDITIONAL INFORMATION: PART#: EPOWER/ 3PH-160A/ 690V/ 230V XXX XXX XXX 00 XX XX XX XX XXX XX XX XXX XXX XXX QS ENG 100A 690V 3P 3D XX PA V2 XX SP 4A XX I 4A XX AA XX XX, QA/QC DOCUMENT REQUIRED: CO/CQ |  | 061-A-801-HCP02; 061-A-851-HCP02 | EUROTHERM | SET |  |  |  | 0 | 2 | 0 |  | 0
173 | TBU | ELEVATOR, PASSENGER, PARTS, ITEM: FREQUENCY INVERTER, PART NUMBER: 66210009204, OEM DRAWING NUMBER: VM2155-501-A-701, POSITION NUMBER: G03, EQPT MANUFACTURER: THYSSENKRUPP, ADDITIONAL INFORMATION: FREQUENCY INVETER CPI48EX ASM ,ORDER NO: 102371304 EQ SERIAL NO: 299914044, INPUT: 3 AC 400 V (342-456 V) 43/63A 50/60 HZ, OUTPUT; 3 AC 0-360 V 50/75 A ,TYPE: 66210009204 D400 D360/50, INCLUDED SOFWARE & SETTING, QA/QC DOCUMENT REQUIRED: CO/CQ | 66210009204 | 043-Y-001 | THYSSENKRUPP | PC |  |  |  | 0 | 1 | 0 |  | 0
174 | TBU | ELEVATOR, PASSENGER, PARTS, ITEM: ENCODER, PART NUMBER: GEUX30-4096-008, OEM DRAWING NUMBER: VM2155-501-A-701, POSITION NUMBER: M01, EQPT MANUFACTURER: BEI SENSORS, ADDITIONAL INFORMATION: 2 GD - EX D IIC T6,T5,T4 GB, ENCODER GEUX_30//5G29//04096//GPR200//, GEUX30-4096-008, 11-30 VDC, 201502161732, QA/QC DOCUMENT REQUIRED: CO/CQ | GEUX30-4096-008 | 043-Y-001 | THYSSENKRUPP | PC |  |  |  | 0 | 1 | 0 | 2 | 0
175 | TBU | PULLEY, MANUFACTURER: THYSSENKRUPP, MODEL: TW160, TYPE: FIXED, NO OF GROOVES: 8, DIAMETER, PITCH: 13 MM, DIAMETER, OD: 540MM, SIZE, BORE: 80 MM, ADDITIONAL INFORMATION: PULLEY THICKNESS 180MM, SHAFT OD 80MM, QA/QC DOCUMENT REQUIRED: CO/CQ | TW160 | 043-Y-001 | THYSSENKRUPP | PC |  |  |  | 0 | 1 | 0 | 2 | 0
176 | TBU | CONTACTOR, 400V, 12A, 3P, ENCL IP20, 5.5KW POWER, 1NC, SCREW TERMINAL, S00 SIZE, 3RT1017-1BB42 | 3RT1017-1BB42 | 061-BM-902A/B |  | PC |  |  |  | 0 | 1 | 0 | 1 | 0
177 | 2020723000 | CONTACTOR, 400V, 9A, 3P, IP20, 4KW, 24VDC, AUX. CONTACTS: 1NO, SCREW TERMINAL, S00, 3RT2016-1BB41 | 3RT2016-1BB41 | 061-BM-902A/B | SIEMENS | PC | 51.8824 | 1348941.1765 | 5 | 6744705.8824 | 2 | 2697882.3529 | 3 | 4046823.5294
178 | TBU | CONTACTOR, 400V, 12A, 3P, ENCL IP20, 5.5KW POWER, 1NO, SCREW TERMINAL, S00 SIZE, 3RT1017-1BB41 | 3RT1017-1BB41 | 061-BM-902A/B |  | PC |  |  |  | 0 | 1 | 0 | 1 | 0
179 | TBU | CONTACTOR, 400V, 32A, 3P, ENCL IP20, 15KW POWER, 1NO+1NC, SCREW TERMINAL, S0 SIZE, 3RT2027-1BB40 | 3RT2027-1BB40 | 061-BM-902A/B |  | PC |  |  |  | 0 | 1 | 0 | 1 | 0
180 | TBU | SURGE SUPPRESSOR, RC ELEMENT, 24-48 V AC, 50/60 HZ, 24-70 V DC, FOR CONTACTORS 3RT2.1 AND AUXILIARY CONTACTORS 3RH2, 3RT2916-1CB00 | 3RT2916-1CB00 | 061-BM-902A/B |  | PC |  |  |  | 0 | 1 | 0 | 1 | 0
181 | TBU | CITCUIT BREAKER, 3 POLES AUTOMATIC CITCUIT BREAKER, RANGE 0.35 - 0.5 A, TYPE:3RV1021-0FA10, MANUF: SIEMENS | 3RV1021-0FA10 | 061-BM-902A/B | SIEMENS | PC |  |  |  | 0 | 1 | 0 | 1 | 0
182 | TBU | CITCUIT BREAKER, 3 POLES AUTOMATIC CITCUIT BREAKER, RANGE 1.1 - 1.6 A, TYPE:3RV1021-1AA10, MANUF: SIEMENS |  | 061-BM-902A/B | SIEMENS | PC |  |  |  | 0 | 2 | 0 | 3 | 0
183 | TBU | CITCUIT BREAKER, 3 POLES AUTOMATIC CITCUIT BREAKER, RANGE 1.4 - 2 A, TYPE:3RV1021-1BA10, MANUF: SIEMENS |  | 061-BM-902A/B | SIEMENS | PC |  |  |  | 0 | 2 | 0 | 3 | 0
184 | TBU | CITCUIT BREAKER, 3 POLES AUTOMATIC CITCUIT BREAKER, RANGE 2.2 - 3.2 A , TYPE:3RV1021-1DA10, MANUF: SIEMENS |  | 061-BM-902A/B | SIEMENS | PC |  |  |  | 0 | 2 | 0 | 3 | 0
185 | TBU | CITCUIT BREAKER, 3 POLES AUTOMATIC CITCUIT BREAKER, RANGE 2.8 - 4 A , TYPE:3RV1021-1EA10, MANUF: SIEMENS |  | 061-BM-902A/B | SIEMENS | PC |  |  |  | 0 | 1 | 0 | 1 | 0
186 | TBU | CITCUIT BREAKER, 3 POLES AUTOMATIC CITCUIT BREAKER, RANGE 3.5 - 5 A , TYPE:3RV1021-1FA10, MANUF: SIEMENS |  | 061-BM-902A/B | SIEMENS | PC |  |  |  | 0 | 1 | 0 | 1 | 0
187 | TBU | CITCUIT BREAKER, 3 POLES AUTOMATIC CITCUIT BREAKER, RANGE 5.5 - 8 A , TYPE:3RV1021-1HA10, MANUF: SIEMENS |  | 061-BM-902A/B | SIEMENS | PC |  |  |  | 0 | 1 | 0 | 1 | 0
188 | TBU | CITCUIT BREAKER, 3 POLES AUTOMATIC CITCUIT BREAKER, RANGE 7 - 10 A , TYPE:3RV1021-1JA10, MANUF: SIEMENS |  | 061-BM-902A/B | SIEMENS | PC |  |  |  | 0 | 2 | 0 | 3 | 0
189 | TBU | CITCUIT BREAKER, 3 POLES AUTOMATIC CITCUIT BREAKER, RANGE 9 - 12.5 A , TYPE:3RV1021-1KA10, MANUF: SIEMENS |  | 061-BM-902A/B | SIEMENS | PC |  |  |  | 0 | 1 | 0 | 1 | 0
190 | TBU | CITCUIT BREAKER, 3 POLES AUTOMATIC CITCUIT BREAKER, RANGE 11 - 16 A , TYPE:3RV1021-4AA10, MANUF: SIEMENS |  | 061-BM-902A/B | SIEMENS | PC |  |  |  | 0 | 1 | 0 | 1 | 0
191 | TBU | CITCUIT BREAKER, 3 POLES AUTOMATIC CITCUIT BREAKER, RANGE 14 - 20 A , TYPE:3RV1021-4BA10, MANUF: SIEMENS |  | 061-BM-902A/B | SIEMENS | PC |  |  |  | 0 | 1 | 0 | 1 | 0
192 | TBU | CITCUIT BREAKER, 3 POLES AUTOMATIC CITCUIT BREAKER, RANGE 20 - 25 A , TYPE:3RV1021-4DA10, MANUF: SIEMENS |  | 061-BM-902A/B | SIEMENS | PC |  |  |  | 0 | 1 | 0 | 1 | 0
193 | TBU | CITCUIT BREAKER, 3 POLES AUTOMATIC CITCUIT BREAKER, RANGE 2.2 - 3.2 A , TYPE:3RV1421-1DA10, MANUF: SIEMENS |  | 061-BM-902A/B | SIEMENS | PC |  |  |  | 0 | 2 | 0 | 1 | 0
194 | TBU | CITCUIT BREAKER, 3 POLES AUTOMATIC CITCUIT BREAKER, RANGE 4.5 - 6.3 A , TYPE:3RV2011-1GA15, MANUF: SIEMENS |  | 061-BM-902A/B | SIEMENS | PC |  |  |  | 0 | 1 | 0 | 1 | 0
195 | TBU | CITCUIT BREAKER, 3 POLES AUTOMATIC CITCUIT BREAKER, RANGE 7 - 10 A , TYPE:3RV2011-1JA15, MANUF: SIEMENS |  | 061-BM-902A/B | SIEMENS | PC |  |  |  | 0 | 1 | 0 | 1 | 0
196 | TBU | CITCUIT BREAKER, 3 POLES AUTOMATIC CITCUIT BREAKER, RANGE 10 - 16 A , TYPE:3RV2011-4AA15, MANUF: SIEMENS |  | 061-BM-902A/B | SIEMENS | PC |  |  |  | 0 | 1 | 0 | 2 | 0
197 | TBU | CITCUIT BREAKER, 3 POLES AUTOMATIC CITCUIT BREAKER, RANGE 5.5 - 8 A , TYPE:3RV2011-1HA15, MANUF: SIEMENS |  | 061-BM-902A/B | SIEMENS | PC |  |  |  | 0 | 1 | 0 | 1 | 0
198 | TBU | CITCUIT BREAKER, 3 POLES AUTOMATIC CITCUIT BREAKER, RANGE 1.1 - 1.6 A , TYPE:3RV2011-1AA15, MANUF: SIEMENS |  | 061-BM-902A/B | SIEMENS | PC |  |  |  | 0 | 2 | 0 | 1 | 0
199 | TBU | CITCUIT BREAKER, 3 POLES AUTOMATIC CITCUIT BREAKER, RANGE 0.35 - 0.5 A , TYPE:3RV2011-0FA15, MANUF: SIEMENS |  | 061-BM-902A/B | SIEMENS | PC |  |  |  | 0 | 1 | 0 | 1 | 0
200 | TBU | CITCUIT BREAKER, 3 POLES AUTOMATIC CITCUIT BREAKER, RANGE 2.2 - 3.2 A , TYPE:3RV2011-1DA15, MANUF: SIEMENS |  | 061-BM-902A/B | SIEMENS | PC |  |  |  | 0 | 2 | 0 |  | 0
201 | TBU | CITCUIT BREAKER, 3 POLES AUTOMATIC CITCUIT BREAKER, RANGE 0.7 - 1 A , TYPE:3RV2011-0JA15, MANUF: SIEMENS |  | 061-BM-902A/B | SIEMENS | PC |  |  |  | 0 | 1 | 0 |  | 0
202 | TBU | CITCUIT BREAKER, 3 POLES AUTOMATIC CITCUIT BREAKER, RANGE 2.8 - 4 A , TYPE:3RV2011-1EA15, MANUF: SIEMENS |  | 061-BM-902A/B | SIEMENS | PC |  |  |  | 0 | 1 | 0 |  | 0
203 | TBU | CITCUIT BREAKER, 3 POLES AUTOMATIC CITCUIT BREAKER, RANGE 3.5 - 5 A , TYPE:3RV2011-1FA15, MANUF: SIEMENS |  | 061-BM-902A/B | SIEMENS | PC |  |  |  | 0 | 1 | 0 |  | 0
204 | TBU | CITCUIT BREAKER, 3 POLES AUTOMATIC CITCUIT BREAKER, RANGE 2.8 - 4 A , TYPE:3RV2411-1EA10, MANUF: SIEMENS |  | 061-BM-902A/B | SIEMENS | PC |  |  |  | 0 | 1 | 0 | 1 | 0
205 | TBU | CITCUIT BREAKER, 3 POLES AUTOMATIC CITCUIT BREAKER, RANGE 18 - 25 A , TYPE:3RV2431-4DA10, MANUF: SIEMENS |  | 061-BM-902A/B | SIEMENS | PC |  |  |  | 0 | 1 | 0 |  | 0
206 | TBU | CITCUIT BREAKER, 5SY61 -MCB C2, MANUF: SIEMENS |  | 061-BM-902A/B | SIEMENS | PC |  |  |  | 0 | 1 | 0 | 1 | 0
207 | TBU | CITCUIT BREAKER, 5SY61-MCB C3, MANUF: SIEMENS |  | 061-BM-902A/B | SIEMENS | PC |  |  |  | 0 | 1 | 0 | 1 | 0
208 | TBU | CITCUIT BREAKER, 5SY61-MCB B6, MANUF: SIEMENS |  | 061-BM-902A/B | SIEMENS | PC |  |  |  | 0 | 1 | 0 | 1 | 0
209 | TBU | CITCUIT BREAKER, 5SM3 344-6 RCCB 40A, MANUF: SIEMENS |  | 061-BM-902A/B | SIEMENS | PC |  |  |  | 0 | 1 | 0 | 1 | 0
210 | TBU | CITCUIT BREAKER, 5SY61-MCB C4, MANUF: SIEMENS |  | 061-BM-902A/B | SIEMENS | PC |  |  |  | 0 | 2 | 0 | 1 | 0
211 | TBU | CITCUIT BREAKER, 5SY62-MCB C6, MANUF: SIEMENS |  | 061-BM-902A/B | SIEMENS | PC |  |  |  | 0 | 1 | 0 | 1 | 0
212 | TBU | CITCUIT BREAKER, 5SY62-MCB B16, MANUF: SIEMENS |  | 061-BM-902A/B | SIEMENS | PC |  |  |  | 0 | 1 | 0 | 1 | 0
213 | TBU | CITCUIT BREAKER, 5SY41-MCB-A4 |  | 061-BM-902A/B |  | PC |  |  |  | 0 | 1 | 0 | 1 | 0
214 | TBU | AUXILIARY CIRCUIT SWITCH, 5ST301 AS, MANUF: SIEMENS |  | 061-BM-902A/B | SIEMENS | PC |  |  |  | 0 | 5 | 0 | 5 | 0
215 | TBU | ENCLOSURE HEATER, SK 3105.340, 110-240 V 50/60 HZ 49-50 W MANUF: RITTAL |  | 061-BM-902A/B | RITTAK | PC |  |  |  | 0 |  | 0 | 1 | 0
216 | TBU | CURRENT TRANSFORMER, PEX-W3, MANUF: ROPEX |  | 061-BM-902A/B | ROPE, PEX | PC |  |  |  | 0 | 1 | 0 | 1 | 0
217 | TBU | SINGLE PHASE TRANSFORMER 230V/230V 100VA VDE 0570 T2-1 |  | 061-BM-902A/B | T2-1 | PC |  |  |  | 0 |  | 0 | 1 | 0
218 | TBU | SINGLE PHASE TRANSFORMER VDE 0570 T2-6 |  | 061-BM-902A/B | T2-6 | PC |  |  |  | 0 |  | 0 | 1 | 0
219 | TBU | LINE FILTERS LF-06480, ROPEX |  | 061-BM-902A/B |  | PC |  |  |  | 0 | 1 | 0 | 1 | 0
220 | TBU | SUPPLY UNIT QUNIT-PS/1AC/24DC/5, PHOENIX CONTACT |  | 061-BM-902A/B | CONTACT | PC |  |  |  | 0 | 1 | 0 | 1 | 0
221 | TBU | PHOENIX CONTACT HYBRID MOTOR STARTER ELR W3-24DC/500AC-2I, PHOENIX CONTACT |  | 061-BM-902A/B | CONTACT | PC |  |  |  | 0 | 1 | 0 | 1 | 0
222 | TBU | RELAY G2RV-SL500, OMRON |  | 061-BM-902A/B | OMRON | PC |  |  |  | 0 | 2 | 0 |  | 0
223 | TBU | RELAY MAX. 5A250V, OMRON |  | 061-BM-902A/B | OMRON | PC |  |  |  | 0 | 2 | 0 |  | 0
224 | TBU | TEMPERATURE REGULATOR RESISTRON RES-5010, ROPEX |  | 061-BM-902A/B | ROPEX | PC |  |  |  | 0 | 1 | 0 | 1 | 0
225 | TBU | MLFB 3VL9300-3HR10, SIEMENS |  | 061-BM-902A/B | SIEMENS | PC |  |  |  | 0 | 1 | 0 | 1 | 0
226 | TBU | EATON MCCB, DIN VDE 0660- NZM N1 |  | 061-BM-902A/B | EATON | PC |  |  |  | 0 | 1 | 0 | 1 | 0
227 | TBU | TRANSFORMER, ISTU 1000 |  | 061-BM-902A/B |  | PC |  |  |  | 0 | 1 | 0 | 2 | 0
228 | TBU | CONTACTOR, 3RH1122-1BB40, MANUF: SIEMENS |  | 061-BM-902A/B | SIEMENS | PC |  |  |  | 0 | 1 | 0 | 1 | 0
229 | TBU | CONTACTOR 3RT1044-1A..0, WITH 2NO+2NC, MANUF: SIEMENS |  | 061-BM-902A/B | SIEMENS | PC |  |  |  | 0 | 1 | 0 | 1 | 0
230 | TBU | CITCUIT BREAKER, 5SY61-MCB C6, MANUF: SIEMENS |  | 061-BM-902A/B | SIEMENS | PC |  |  |  | 0 | 5 | 0 | 5 | 0
231 | TBU | CITCUIT BREAKER, 55SY62-MCB C2, MANUF: SIEMENS |  | 061-BM-902A/B | SIEMENS | PC |  |  |  | 0 | 1 | 0 | 1 | 0
232 | TBU | LIGHTING FIXTURE,130111 EVG, D-67547 WORMS, 1XTC-SEL 11W, IP65, SK I, 230V, 50HZ, SCHUCH |  | 061-BM-902A/B | SCHUCH | SET |  |  |  | 0 | 3 | 0 | 3 | 0
233 | TBU | THERMOMETERS IN THE BEARING OIL |  | 061-XM-851 |  | PC |  |  |  | 0 | 1 | 0 |  | 0
234 | TBU | BATTERY CHARGER, PART 300/02-00248, 380VAC/48VDC, INPUT CURRENT 17A, OUPUT CURENT 145A, CAPACITY 13KVA, DOOSAN |  | 061A-CHA-001-009 | DOOSAN | SET |  |  |  | 0 | 2 | 0 | 3 | 0
235 | 2060157977 | PANEL, ELECTRICAL, PARTS, ITEM: THYRISTOR POWER UNIT (SCR POWER CONTROLLER), MODEL 50A-690V, MODULE: 3PH-100A, EQPT MANUFACTURER: EUROTHERM, ADDITIONAL INFORMATION: PART#: EPOWER/ 3PH-100A/ 690V/ XXX/ XXX/ XXX/ XXX/ OO/ XX/ XX/ XX/ XX/ XXX/ XX/ XX/ XXX/ XXX/ XXX/ QS/ ENG/50A/690V/ 3P/ 3D/ XX/PA/ V2/ XX/ SP/ 4A/ XX/ / I/ 4A/ XX/ AA/ XX/ XX, QA/QC DOCUMENT REQUIRED: CO/CQ |  | 061-A-801-HCP01; 061-A-851-HCP01 | EUROTHER | SET | 5044.3485 | 131153062.2745 |  | 0 | 1 | 131153062.2745 |  | 0
236 | 2060127399 | PANEL, ELECTRICAL, PARTS, ITEM: THYRISTOR POWER UNIT (SCR POWER CONTROLLER), MODEL 63A-690V, MODULE: 3PH-100A, EQPT MANUFACTURER: EUROTHERM, ADDITIONAL INFORMATION: PART#: EPOWER/ 3PH-100A/ 690V/ XXX/ XXX/ XXX/ XXX/ OO/ XX/ XX/ XX/ XX/ XXX/ XX/ XX/ XXX/ XXX/ XXX/ QS/ ENG/63A/690V/ 3P/ 3D/ XX/PA/ V2/ XX/ SP/ 4A/ XX/ / I/ 4A/ XX/ AA/ XX/ XX, QA/QC DOCUMENT REQUIRED: CO/CQ |  | 061-A-801-HCP01; 061-A-851-HCP01 | EUROTHER | SET | 5044.3485 | 131153062.2745 |  | 0 | 1 | 131153062.2745 | 2 | 262306124.549
237 | 2060127400 | PANEL, ELECTRICAL, PARTS, ITEM: THYRISTOR POWER UNIT (SCR POWER CONTROLLER), MODEL 40A-690V, MODULE: 3PH-100A, EQPT MANUFACTURER: EUROTHERM, ADDITIONAL INFORMATION: PART#: EPOWER/ 3PH-100A/ 690V/ XXX/ XXX/ XXX/ XXX/ OO/ XX/ XX/ XX/ XX/ XXX/ XX/ XX/ XXX/ XXX/ XXX/ QS/ ENG/40A/690V/ 3P/ 3D/ XX/PA/ V2/ XX/ SP/ 4A/ XX/ / I/ 4A/ XX/ AA/ XX/ XX, QA/QC DOCUMENT REQUIRED: CO/CQ |  | 061-A-801-HCP01; 061-A-851-HCP01 | EUROTHER | SET | 3911.7647 | 101705882.3529 |  | 0 | 1 | 101705882.3529 |  | 0
238 | TBU | CIRCUIT BREAKER NF630-HEW 3P 630AF/600AT 35kA WITH AX, COVER (TTC-4SW3), MITSUBISHI |  | 061-A-801-HCP01 061-A-851-HCP01 | EUROTHER | PC |  |  |  | 0 | 1 | 0 | 1 | 0
239 | TBU | CIRCUIT BREAKER NF125-SV 3P 125AF/100AT 8KA WITH COVER (TCS-1SV3), MITSUBISHI |  | 061-A-801-HCP01 061-A-851-HCP01 | EUROTHER | PC |  |  |  | 0 | 3 | 0 | 2 | 0
240 | TBU | CIRCUIT BREAKER NF30-CS 2P 30AF/3AT 2.5KA WITH COVER (TCS-03CS2W), MITSUBISHI |  | 061-A-801-HCP01 061-A-851-HCP01 | EUROTHER | PC |  |  |  | 0 | 3 | 0 | 2 | 0
241 | TBU | CIRCUIT BREAKER NF63-HV 2P 63AF/10AT 2.5KA WITH COVER (TCS-03CS2W), MITSUBISHI |  | 061-A-801-HCP01 061-A-851-HCP01 | EUROTHER | PC |  |  |  | 0 | 1 | 0 | 1 | 0
242 | TBU | CIRCUIT BREAKER NF30-CS 2P 30AF/5AT 2.5KA WITH COVER (TCS-03CS2W), MITSUBISHI |  | 061-A-801-HCP01 061-A-851-HCP01 | EUROTHER | PC |  |  |  | 0 | 1 | 0 | 1 | 0
243 | TBU | MAGNETIC CONTACTOR S-N65 AC220V 50HZ WITH COVER(UN-CZ500 X2), MITSUBISHI |  | 061-A-801-HCP01 061-A-851-HCP01 | EUROTHER | PC |  |  |  | 0 | 3 | 0 | 2 | 0
244 | TBU | AMMETER YM-12NR1, DC4-20MA, 100A/20MA BR, MITSUBISHI |  | 061-A-801-HCP01 061-A-851-HCP01 | EUROTHER | PC |  |  |  | 0 | 3 | 0 | 2 | 0
245 | TBU | THERMOSTAT 3110.000, RITTAL |  | 061-A-801-HCP02 061-A-851-HCP02 | EUROTHER | PC |  |  |  | 0 | 1 | 0 | 1 | 0
246 | TBU | FAN 3241.100 AC230V, 40W, RITTAL |  | 061-A-801-HCP02 061-A-851-HCP02 | EUROTHER | PC |  |  |  | 0 | 3 | 0 | 2 | 0
247 | TBU | DOOR SWITCH 4315.520, RITTAL |  | 061-A-801-HCP02 061-A-851-HCP02 | EUROTHER | PC |  |  |  | 0 | 3 | 0 | 2 | 0
248 | TBU | PILOT LAMP APN166DNW, AC/DC6V WHITE, IDEC |  | 061-A-801-HCP02 061-A-851-HCP02 | EUROTHER | PC |  |  |  | 0 | 1 | 0 | 1 | 0
249 | TBU | PILOT LAMP APN126DNY, AC220V YELLOW, IDEC |  | 061-A-801-HCP02 061-A-851-HCP02 | EUROTHER | PC |  |  |  | 0 | 3 | 0 | 2 | 0
250 | TBU | PILOT LAMP APN126DNG, AC220V GREEN, IDEC |  | 061-A-801-HCP02 061-A-851-HCP02 | EUROTHER | PC |  |  |  | 0 | 3 | 0 | 2 | 0
251 | TBU | FUSE 800CF-10UL AC700V 10A 100KA, HINODE |  | 061-A-801-HCP01 061-A-851-HCP01 | EUROTHER | PC |  |  |  | 0 | 2 | 0 | 2 | 0
252 | TBU | FUSE AFAC-3X AC600V 3A, FUJI |  | 061-A-801-HCP01 061-A-851-HCP01 | EUROTHER | PC |  |  |  | 0 | 2 | 0 | 2 | 0
253 | TBU | FUSSE 100A (CS179139U315), EUROTHERM |  | 061-A-801-HCP01 061-A-851-HCP01 | EUROTHER | PC |  |  |  | 0 | 5 | 0 | 5 | 0
254 | TBU | CURRENT TRANSFORMER ZT30B, MITSUBISHI |  | 061-A-801-HCP01 061-A-851-HCP01 | EUROTHER | PC |  |  |  | 0 | 3 | 0 | 2 | 0
255 | TBU | EARTH FAULT RELAY NV-ZHA AC220V 100X300X500MA COVER TC-ZSA, MITSUBISHI |  | 061-A-801-HCP01 061-A-851-HCP01 | EUROTHER | PC |  |  |  | 0 | 3 | 0 | 2 | 0
256 | TBU | TRANSFORMER DVSD30AXS, KASUGA |  | 061-A-801-HCP01 061-A-851-HCP01 | EUROTHER | PC |  |  |  | 0 | 1 | 0 | 1 | 0
257 | TBU | TRANSFORMER DVSC1500AEX, KASUGA |  | 061-A-801-HCP01 061-A-851-HCP01 | EUROTHER | PC |  |  |  | 0 | 1 | 0 | 1 | 0
258 | TBU | AUX RELAY MY2N-CR COIL AC220V 50HZ, OMRON |  | 061-A-801-HCP01 061-A-851-HCP01 | EUROTHER | PC |  |  |  | 0 | 5 | 0 | 5 | 0
259 | TBU | SOCKET FOR AUX RELAY PYF-08A-E, PYC-A1, OMRON |  | 061-A-801-HCP01 061-A-851-HCP01 | EUROTHER | PC |  |  |  | 0 | 5 | 0 | 5 | 0
260 | TBU | CIRCUIT BREAKER NF630-HEW 3P 630AF/500AT 35KA WITH AX, COVER (TTC-4SW3), MITSUBISHI |  | 061-A-801-HCP02 061-A-851-HCP02 | EUROTHER | PC |  |  |  | 0 | 1 | 0 | 1 | 0
261 | TBU | CIRCUIT BREAKER NF250-SV 3P 250AF/175AT 8KA WITH COVER (TCS-2SV3), MITSUBISHI |  | 061-A-801-HCP02 061-A-851-HCP02 | EUROTHER | PC |  |  |  | 0 | 1 | 0 | 1 | 0
262 | TBU | CIRCUIT BREAKER NF250-SV 3P 250AF/150AT 8KA WITH COVER (TCS-2SV3), MITSUBISHI |  | 061-A-801-HCP02 061-A-851-HCP02 | EUROTHER | PC |  |  |  | 0 | 1 | 0 | 1 | 0
263 | TBU | CIRCUIT BREAKER NF30-CS 2P 30AF/3AT 2.5KA WITH COVER (TCS-03CS2W), MITSUBISHI |  | 061-A-801-HCP02 061-A-851-HCP02 | EUROTHER | PC |  |  |  | 0 | 1 | 0 | 1 | 0
264 | TBU | CIRCUIT BREAKER NF63-HV 2P 63AF/10AT 2.5KA WITH COVER (TCS-05SV2), MITSUBISHI |  | 061-A-801-HCP02 061-A-851-HCP02 | EUROTHER | PC |  |  |  | 0 | 1 | 0 | 1 | 0
265 | TBU | CIRCUIT BREAKER NF30-CS 2P 30AF/5AT 2.5KA WITH COVER (TCS-03CS2W), MITSUBISHI |  | 061-A-801-HCP02 061-A-851-HCP02 | EUROTHER | PC |  |  |  | 0 | 1 | 0 | 1 | 0
266 | TBU | AMMETER YM-12NR1, DC4-20MA, 160A/20MA BR, MITSUBISHI |  | 061-A-801-HCP02 061-A-851-HCP02 | EUROTHER | PC |  |  |  | 0 | 1 | 0 | 1 | 0
267 | TBU | THERMOSTAT 3110.000, RITTAL |  | 061-A-801-HCP02 061-A-851-HCP02 | EUROTHER | PC |  |  |  | 0 | 1 | 0 | 1 | 0
268 | TBU | FAN 3241.100 AC230V, 40W, RITTAL |  | 061-A-801-HCP02 061-A-851-HCP02 | EUROTHER | PC |  |  |  | 0 | 1 | 0 | 2 | 0
269 | TBU | DOOR SWITCH 4315.520, RITTAL |  | 061-A-801-HCP02 061-A-851-HCP02 | EUROTHER | PC |  |  |  | 0 | 1 | 0 | 2 | 0
270 | TBU | PILOT LAMP APN166DNW, AC/DC6V WHITE, , IDEC |  | 061-A-801-HCP02 061-A-851-HCP02 | EUROTHER | PC |  |  |  | 0 | 1 | 0 | 1 | 0
271 | TBU | PILOT LAMP APN126DNY, AC220V YELLOW, IDEC |  | 061-A-801-HCP02 061-A-851-HCP02 | EUROTHER | PC |  |  |  | 0 | 2 | 0 | 1 | 0
272 | TBU | PILOT LAMP APN126DNG, AC220V GREEN, IDEC |  | 061-A-801-HCP02 061-A-851-HCP02 | EUROTHER | PC |  |  |  | 0 | 2 | 0 | 1 | 0
273 | TBU | MAGNETIC CONTACTOR S-N150 AC220V 50HZ WITH COVER(UN-CZ1500 X2), MITSUBISHI |  | 061-A-801-HCP02 061-A-851-HCP02 | EUROTHER | PC |  |  |  | 0 | 1 | 0 | 1 | 0
274 | TBU | FUSE 800CF-10UL AC700V 10A 100KA, HINODE |  | 061-A-801-HCP02 061-A-851-HCP02 | EUROTHER | PC |  |  |  | 0 | 3 | 0 |  | 0
275 | TBU | FUSE AFAC-3X AC600V 3A, FUJI |  | 061-A-801-HCP02 061-A-851-HCP02 | EUROTHER | PC |  |  |  | 0 | 3 | 0 |  | 0
276 | TBU | FUSSE 160A (CS179139U315), EUROTHERM |  | 061-A-801-HCP02 061-A-851-HCP02 | EUROTHER | PC |  |  |  | 0 | 5 | 0 |  | 0
277 | TBU | CURRENT TRANSFORMER ZT40B, MITSUBISHI |  | 061-A-801-HCP02 061-A-851-HCP02 | EUROTHER | PC |  |  |  | 0 | 1 | 0 | 1 | 0
278 | TBU | EARTH FAULT RELAY NV-ZHA AC220V 100X300X500MA COVER TC-ZSA, MITSUBISHI |  | 061-A-801-HCP02 061-A-851-HCP02 | EUROTHER | PC |  |  |  | 0 | 1 | 0 | 2 | 0
279 | TBU | TRANSFORMER DVSD30AXS, KASUGA |  | 061-A-801-HCP02 061-A-851-HCP02 | EUROTHER | PC |  |  |  | 0 | 1 | 0 | 1 | 0
280 | TBU | TRANSFORMER DVSC1500AEX, KASUGA |  | 061-A-801-HCP02 061-A-851-HCP02 | EUROTHER | PC |  |  |  | 0 | 1 | 0 | 1 | 0
281 | TBU | AUX RELAY MY2N-CR COIL AC220V 50HZ, OMRON |  | 061-A-801-HCP02 061-A-851-HCP02 | EUROTHER | PC |  |  |  | 0 | 5 | 0 | 5 | 0
282 | TBU | SOCKET FOR AUX RELAY PYF-08A-E, PYC-A1, OMRON |  | 061-A-801-HCP02 061-A-851-HCP02 | EUROTHER | PC |  |  |  | 0 | 2 | 0 | 2 | 0
283 | TBU | VENTILATION FAN, MODEL: 450/3-6/35°/PAGAS/3HL, SANKO |  | 061-K-802A/B-K02 | SANKO | PC |  |  |  |  | 1 | 0
284 | TBU | ELEVATOR, PASSENGER, PARTS, ITEM: FUSE, PART NUMBER: 510 019 0, OEM DRAWING NUMBER: VM2155-501-A-701, EQPT MANUFACTURER: THYSSENKRUPP, QA/QC DOCUMENT REQUIRED: CO/CQ | 510 019 0 | 043-Y-001 | THYSSENKRUPP | PC |  |  |  | 0 | 1 | 0 | 2 | 0
285 | TBU | ELEVATOR, PASSENGER, PARTS, ITEM: FUSE, PART NUMBER: 510 845 0, OEM DRAWING NUMBER: VM2155-501-A-701, EQPT MANUFACTURER: THYSSENKRUPP, QA/QC DOCUMENT REQUIRED: CO/CQ | 510 845 0 | 043-Y-001 | THYSSENKRUPP | PC |  |  |  | 0 | 1 | 0 | 2 | 0
286 | 2060118862 | ELEVATOR, PASSENGER, PARTS, ITEM: UNLOCKING DEVICE, PART NUMBER: 6094 000 9324, OEM DRAWING NUMBER: VM2155-501-A-703, EQPT MANUFACTURER: THYSSENKRUPP , ADDITIONAL INFORMATION: AY EMERGENCY UNLOCKING, M2T S8 A L, QA/QC DOCUMENT REQUIRED: CO/CQ | 6094 000 9324 | 043-Y-001 | THYSSENKRUPP | PC | 1590.9412 |  |  | 0 | 1 | 0 | 1 | 0
287 | TBU | ELEVATOR, PASSENGER, PARTS, ITEM: DOOR LOCK SWITCH, PART NUMBER: 9900 000 7617, OEM DRAWING NUMBER: VM2155-501-A-701, EQPT MANUFACTURER: THYSSENKRUPP, QA/QC DOCUMENT REQUIRED: CO/CQ | 9900 000 7617 | 043-Y-001 | THYSSENKRUPP | PC |  |  |  | 0 | 1 | 0 | 1 | 0
288 | TBU | ELEVATOR, PASSENGER, PARTS, ITEM: ISOLATING AMPLIFIER, PART NUMBER: 65 570 37 010, OEM DRAWING NUMBER: VM2155-501-A-701, EQPT MANUFACTURER: THYSSENKRUPP, QA/QC DOCUMENT REQUIRED: CO/CQ | 65 570 37 010 | 043-Y-001 | THYSSENKRUPP | PC |  |  |  | 0 | 1 | 0 | 1 | 0
289 | 2060118714 | ELEVATOR, PASSENGER, PARTS, ITEM: CONTACTOR, PART NUMBER: 99500001965, OEM DRAWING NUMBER: VM2155-501-A-702, POSITION NUMBER: K07.1, EQPT MANUFACTURER: THYSSENKRUPP, ADDITIONAL INFORMATION: 230VAC, 3S, 2OE CONTACT ARRANGEMENT, QA/QC DOCUMENT REQUIRED: CO/CQ | 99500001965 | 043-Y-001 | THYSSENKRUPP | PC | 161.26 |  |  | 0 | 1 | 0 | 1 | 0
290 | 2060118715 | ELEVATOR, PASSENGER, PARTS, ITEM: IGBT MODULE, PART NUMBER: 726777009, OEM DRAWING NUMBER: VM2155-501-A-702, POSITION NUMBER: G03, EQPT MANUFACTURER: THYSSENKRUPP, ADDITIONAL INFORMATION: IGBT, 1200V 150A, QA/QC DOCUMENT REQUIRED: CO/CQ | 0726777009 | 043-Y-001 | THYSSENKRUPP | PC | 1125.16 |  |  | 0 | 1 | 0 | 1 | 0
291 | 2060118722 | ELEVATOR, PASSENGER, PARTS, ITEM: MOTOR, PART NUMBER: 6531063020, OEM DRAWING NUMBER: VM2155-501-A-702, EQPT MANUFACTURER: THYSSENKRUPP, ADDITIONAL INFORMATION: MOTOR, EX WITH GEAR AY EX DOOR DRIVE, QA/QC DOCUMENT REQUIRED: CO/CQ | 6531063020 | 043-Y-001 | THYSSENKRUPP | PC | 1950.3882 |  |  | 0 | 1 | 0 | 1 | 0
292 | TBU | ELEVATOR, PASSENGER, PARTS, ITEM: PROXIMITY SWITCH, PART NUMBER: 6557027010, OEM DRAWING NUMBER: VM2155-501-A-702, POSITION NUMBER: B27, EQPT MANUFACTURER: THYSSENKRUPP, QA/QC DOCUMENT REQUIRED: CO/CQ | 6557027010 | 043-Y-001 | THYSSENKRUPP | PC |  |  |  | 0 | 1 | 0 | 1 | 0
293 | 2060118726 | ELEVATOR, PASSENGER, PARTS, ITEM: POWER FILTER, PART NUMBER: 0099360100, OEM DRAWING NUMBER: VM2155-501-A-702, POSITION NUMBER: Z03, EQPT MANUFACTURER: THYSSENKRUPP, ADDITIONAL INFORMATION: ELECTRONIC, 480VAC 50A, 3MM SIZE, QA/QC DOCUMENT REQUIRED: CO/CQ | 0099360100 | 043-Y-001 | THYSSENKRUPP | PC | 161.0196 |  |  | 0 | 1 | 0 | 1 | 0
294 | 2060118727 | ELEVATOR, PASSENGER, PARTS, ITEM: POWER FILTER, PART NUMBER: 99500009286, OEM DRAWING NUMBER: VM2155-501-A-702, POSITION NUMBER: Z13, EQPT MANUFACTURER: THYSSENKRUPP, ADDITIONAL INFORMATION: 230VAC 3A 1PH, QA/QC DOCUMENT REQUIRED: CO/CQ | 99500009286 | 043-Y-001 | THYSSENKRUPP | PC | 161.0196 |  |  | 0 | 1 | 0 | 1 | 0
295 | 2060118730 | ELEVATOR, PASSENGER, PARTS, ITEM: POSITION SWITCH , PART NUMBER: 6550040010, OEM DRAWING NUMBER: VM2155-501-A-702, POSITION NUMBER: S102, EQPT MANUFACTURER: THYSSENKRUPP, QA/QC DOCUMENT REQUIRED: CO/CQ | 6550040010 | 043-Y-001 | THYSSENKRUPP | PC | 588.2353 |  |  | 0 | 1 | 0 | 1 | 0
296 | 2020518731 | ELEVATOR, PASSENGER, PARTS, ITEM: POSITION SWITCH, PART NUMBER: 99500009463, OEM DRAWING NUMBER: VM2155-501-A-702, POSITION NUMBER: S07.1, EQPT MANUFACTURER: THYSSENKRUPP, ADDITIONAL INFORMATION: LIMIT, PLUNGER, POSITION, QA/QC DOCUMENT REQUIRED: CO/CQ | 99500009463 | 043-Y-001 | THYSSENKRUPP | PC | 588.2353 |  |  | 0 | 1 | 0 | 1 | 0
297 | 2060118734 | ELEVATOR, PASSENGER, PARTS, ITEM: FUSE, PART NUMBER: 99500007113, OEM DRAWING NUMBER: VM2155-501-A-702, EQPT MANUFACTURER: THYSSENKRUPP, ADDITIONAL INFORMATION: 1A, 500VAC, 10MM DIA, 38MM, QA/QC DOCUMENT REQUIRED: CO/CQ | 99500007113 | 043-Y-001 | THYSSENKRUPP | PC | 47.31 |  |  | 0 | 2 | 0 | 1 | 0
298 | 2060118735 | ELEVATOR, PASSENGER, PARTS, ITEM: FUSE, PART NUMBER: 99500006180, OEM DRAWING NUMBER: VM2155-501-A-702,EQPT MANUFACTURER: THYSSENKRUPP, ADDITIONAL INFORMATION: 0.8A, POLYSWITCH, PRINT, QA/QC DOCUMENT REQUIRED: CO/CQ | 99500006180 | 043-Y-001 | THYSSENKRUPP | PC | 47.31 |  |  | 0 | 1 | 0 |  | 0
299 | 2020500046 | ELEVATOR, PASSENGER, PARTS, ITEM: PUSH BUTTON, PART NUMBER: 0099218220, OEM DRAWING NUMBER: VM2155-501-A-702, POSITION NUMBER: S101B, EQPT MANUFACTURER: THYSSENKRUPP, QA/QC DOCUMENT REQUIRED: CO/CQ | 0099218220 | 043-Y-001 | THYSSENKRUPP | PC | 2122.3529 |  |  | 0 | 1 | 0 |  | 0
300 | 2060118742 | ELEVATOR, PASSENGER, PARTS, ITEM: LIMIT SWITCH, PART NUMBER: 0099222220, OEM DRAWING NUMBER: VM2155-501-A-702, POSITION NUMBER: S153, EQPT MANUFACTURER: THYSSENKRUPP, ADDITIONAL INFORMATION: LIMIT SWITCH, 500V, 10A, EX II 2G EX DE IIC T6, QA/QC DOCUMENT REQUIRED: CO/CQ | 0099222220 | 043-Y-001 | THYSSENKRUPP | PC | 588.2353 |  |  | 0 | 1 | 0 |  | 0
301 | 2060118741 | ELEVATOR, PASSENGER, PARTS, ITEM: LIMIT SWITCH, PART NUMBER: 0099221220, OEM DRAWING NUMBER: VM2155-501-A-702, POSITION NUMBER: S140B, EQPT MANUFACTURER: THYSSENKRUPP, ADDITIONAL INFORMATION: LIMIT SWITCH, 500V, 10A, EX II 2G EX DE IIC T6, QA/QC DOCUMENT REQUIRED: CO/CQ | 0099221220 | 043-Y-001 | THYSSENKRUPP | PC | 588.2353 |  |  | 0 | 1 | 0 |  | 0
302 | 2020918743 | ELEVATOR, PASSENGER, PARTS, ITEM: TEMPERATURE MONITOR, PART NUMBER: 0099209040, OEM DRAWING NUMBER: VM2155-501-A-702, POSITION NUMBER: K01T, EQPT MANUFACTURER: THYSSENKRUPP, QA/QC DOCUMENT REQUIRED: CO/CQ | 0099209040 | 043-Y-001 | THYSSENKRUPP | PC | 490.1961 |  |  | 0 | 1 | 0 |  | 0
303 | 2060118744 | ELEVATOR, PASSENGER, PARTS, ITEM: SENSOR, PART NUMBER: 99500008819, OEM DRAWING NUMBER: VM2155-501-A-702, EQPT MANUFACTURER: THYSSENKRUPP, ADDITIONAL INFORMATION: SENSOR, SILICONE TEMPERATURE, 990 TO 1010OHM, QA/QC DOCUMENT REQUIRED: CO/CQ | 99500008819 | 043-Y-001 | THYSSENKRUPP | PC | 16712.5484 |  |  | 0 | 1 | 0 |  | 0
304 | 2060118745 | ELEVATOR, PASSENGER, PARTS, ITEM: TOOTH BELT, PART NUMBER: 2200869, OEM DRAWING NUMBER: VM2155-501-A-702,EQPT MANUFACTURER: THYSSENKRUPP, ADDITIONAL INFORMATION: BELT, TIMING, 7.042M LG, 5MM PITCH, 25MM WD, QA/QC DOCUMENT REQUIRED: CO/CQ | 2200869 | 043-Y-001 | THYSSENKRUPP | M | 764.2039 |  |  | 0 | 1 | 0 |  | 0
305 | 2060118834 | ELEVATOR, PASSENGER, PARTS, ITEM: SOCKET WRENCH, PART NUMBER: 6090048010, OEM DRAWING NUMBER: VM2155-501-A-702, EQPT MANUFACTURER: THYSSENKRUPP, ADDITIONAL INFORMATION: WRENCH, SOCKET, TRIPLE SQ, M5, QA/QC DOCUMENT REQUIRED: CO/CQ | 6090048010 | 043-Y-001 | THYSSENKRUPP | PC | 1.9433 |  |  | 0 | 1 | 0 |  | 0
306 | 2060118753 | ELEVATOR, PASSENGER, PARTS, ITEM: BOARD, PART NUMBER: 6510037670, OEM DRAWING NUMBER: VM2155-501-A-702, POSITION NUMBER: A60, EQPT MANUFACTURER: THYSSENKRUPP, ADDITIONAL INFORMATION: INDICATOR, AY BOARD, MA1.1 BASE, QA/QC DOCUMENT REQUIRED: CO/CQ | 6510037670 | 043-Y-001 | THYSSENKRUPP | PC | 584.18 |  |  | 0 | 1 | 0 |  | 0
307 | 2060118754 | ELEVATOR, PASSENGER, PARTS, ITEM: BOARD, PART NUMBER: 6510044680, OEM DRAWING NUMBER: VM2155-501-A-702, POSITION NUMBER: A60, EQPT MANUFACTURER: THYSSENKRUPP, ADDITIONAL INFORMATION: INDICATOR, AY BOARD, MA1.7 BASE, QA/QC DOCUMENT REQUIRED: CO/CQ | 6510044680 | 043-Y-001 | THYSSENKRUPP | PC | 584.18 |  |  | 0 | 1 | 0 |  | 0
308 | 2060118756 | ELEVATOR, PASSENGER, PARTS, ITEM: PRINTED CIRCUIT BOARD, PART NUMBER: 65100004029, OEM DRAWING NUMBER: VM2155-501-A-702, POSITION NUMBER: A18, EQPT MANUFACTURER: THYSSENKRUPP, ADDITIONAL INFORMATION: PRINTED CIRCUIT, AY, MC1 HV2 FULLY INSERTED, QA/QC DOCUMENT REQUIRED: CO/CQ | 65100004029 | 043-Y-001 | THYSSENKRUPP | PC | 2342.52 |  |  | 0 | 1 | 0 |  | 0
309 | 2060118758 | ELEVATOR, PASSENGER, PARTS, ITEM: BOARD, PART NUMBER: 65100009232, OEM DRAWING NUMBER: VM2155-501-A-702, POSITION NUMBER: A40.1, EQPT MANUFACTURER: THYSSENKRUPP, ADDITIONAL INFORMATION: MODULE, MF4 LIFT CAR, AY, FLAT, QA/QC DOCUMENT REQUIRED: CO/CQ | 65100009232 | 043-Y-001 | THYSSENKRUPP | PC | 584.18 |  |  | 0 | 1 | 0 |  | 0
310 | 2060118761 | ELEVATOR, PASSENGER, PARTS, ITEM: BOARD, PART NUMBER: 6510002690, OEM DRAWING NUMBER: VM2155-501-A-702, POSITION NUMBER: A23, EQPT MANUFACTURER: THYSSENKRUPP, ADDITIONAL INFORMATION: MODULE, MP PORT, AY, QA/QC DOCUMENT REQUIRED: CO/CQ | 6510002690 | 043-Y-001 | THYSSENKRUPP | PC | 1915.04 |  |  | 0 | 1 | 0 |  | 0
311 | 2060118762 | ELEVATOR, PASSENGER, PARTS, ITEM: PRINTED CIRCUIT BOARD, PART NUMBER: 6510081680, OEM DRAWING NUMBER: VM2155-501-A-702, POSITION NUMBER: A12, EQPT MANUFACTURER: THYSSENKRUPP, ADDITIONAL INFORMATION: PRINTED CIRCUIT, AY, MQ1 RELAY AND INQUIRY, QA/QC DOCUMENT REQUIRED: CO/CQ | 6510081680 | 043-Y-001 | THYSSENKRUPP | PC | 945 |  |  | 0 | 1 | 0 |  | 0
312 | 2060118765 | ELEVATOR, PASSENGER, PARTS, ITEM: PRINTED CIRCUIT BOARD, PART NUMBER: 6510098680, OEM DRAWING NUMBER: VM2155-501-A-702, POSITION NUMBER: A13, EQPT MANUFACTURER: THYSSENKRUPP, ADDITIONAL INFORMATION: PRINTED CIRCUIT, AY, MZ1 CENTRAL GROUP, QA/QC DOCUMENT REQUIRED: CO/CQ | 6510098680 | 043-Y-001 | THYSSENKRUPP | PC | 2257.2 |  |  | 0 | 1 | 0 |  | 0
313 | 2060118766 | ELEVATOR, PASSENGER, PARTS, ITEM: PRINTED CIRCUIT BOARD, PART NUMBER: 65190007502_L, OEM DRAWING NUMBER: VM2155-501-A-702, POSITION NUMBER: A86, EQPT MANUFACTURER: THYSSENKRUPP, ADDITIONAL INFORMATION: PRINTED CIRCUIT, AY, RFS2 FLAT PIT, QA/QC DOCUMENT REQUIRED: CO/CQ | 65190007502_L | 043-Y-001 | THYSSENKRUPP | PC | 2257.2 |  |  | 0 | 1 | 0 |  | 0
314 | 2060118770 | ELEVATOR, PASSENGER, PARTS, ITEM: CONTROLLER , PART NUMBER: 6532005660, OEM DRAWING NUMBER: VM2155-501-A-702, POSITION NUMBER: G50, EQPT MANUFACTURER: THYSSENKRUPP, ADDITIONAL INFORMATION: CONTROLLER, AY DOOR, F4, QA/QC DOCUMENT REQUIRED: CO/CQ | 6532005660 | 043-Y-001 | THYSSENKRUPP | PC | 1898.0392 |  |  | 0 | 1 | 0 |  | 0
315 | 2060118772 | ELEVATOR, PASSENGER, PARTS, ITEM: ISOLATING SWITCHING AMPLIFIERE, PART NUMBER: 99500011222, OEM DRAWING NUMBER: VM2155-501-A-702, POSITION NUMBER: N56, EQPT MANUFACTURER: THYSSENKRUPP, ADDITIONAL INFORMATION: AMPLIFIER, ISOLATING SWITCHING, 230VAC INPUT, QA/QC DOCUMENT REQUIRED: CO/CQ | 99500011222 | 043-Y-001 | THYSSENKRUPP | PC | 588.2353 |  |  | 0 | 1 | 0 |  | 0
316 | 2070818776 | ELEVATOR, PASSENGER, PARTS, ITEM: SWITCHING AMPLIFIERE, PART NUMBER: KFD2-SOT2-Ex2.IO, OEM DRAWING NUMBER: VM2155-501-A-702, POSITION NUMBER: N43, EQPT MANUFACTURER: Pepperl +Fuchs, ADDITIONAL INFORMATION: AMPLIFIER, ISOLATING SWITCHING, 24VDC, 8MA INPUT, QA/QC DOCUMENT REQUIRED: CO/CQ | KFD2-SOT2-Ex2.IO | 043-Y-001 | THYSSENKRUPP | PC | 588.2353 |  |  | 0 | 1 | 0 |  | 0
317 | 2020518777 | ELEVATOR, PASSENGER, PARTS, ITEM: TEMPERATURE CONTROLLER, PART NUMBER: 8040/1260-r5a/-2, OEM DRAWING NUMBER: VM2155-501-A-702, POSITION NUMBER: S03, EQPT MANUFACTURER: STAHL, ADDITIONAL INFORMATION: TEMPERATURE, -20 TO 50DEG C, C GRADE, QA/QC DOCUMENT REQUIRED: CO/CQ | 8040/1260-r5a/-2 | 043-Y-001 | THYSSENKRUPP | PC | 1898.0392 |  |  | 0 | 1 | 0 |  | 0
318 | 2020518779 | ELEVATOR, PASSENGER, PARTS, ITEM: PHOTOELECTRIC SENSOR, PART NUMBER: 50080723, OEM DRAWING NUMBER: VM2155-501-A-702, POSITION NUMBER: N56, EQPT MANUFACTURER: LEUZE, ADDITIONAL INFORMATION: REFLEXION LIGHT, 13V, 40MA, PRK 92/3 L EX, QA/QC DOCUMENT REQUIRED: CO/CQ | 50080723 | 043-Y-001 | THYSSENKRUPP | PC | 16712.5484 |  |  | 0 | 1 | 0 |  | 0
319 | 2060118780 | ELEVATOR, PASSENGER, PARTS, ITEM: WIRE ROPE, PART NUMBER: 3300019, OEM DRAWING NUMBER: VM2155-501-A-703, EQPT MANUFACTURER: THYSSENKRUPP, ADDITIONAL INFORMATION: ROPE, WIRE, 41.834M LG, QA/QC DOCUMENT REQUIRED: CO/CQ | 3300019 | 043-Y-001 | THYSSENKRUPP | M | 92.1569 |  |  | 0 | 100 | 0 |  | 0
320 | 2060118785 | ELEVATOR, PASSENGER, PARTS, ITEM: COUPLING RELAY, PART NUMBER: 6972201016, OEM DRAWING NUMBER: VM2155-501-A-703, POSITION NUMBER: G03, EQPT MANUFACTURER: THYSSENKRUPP, QA/QC DOCUMENT REQUIRED: CO/CQ | 6972201016 | 043-Y-001 | THYSSENKRUPP | PC | 23.598 |  |  | 0 |  | 0 |  | 0
321 | 2060118790 | ELEVATOR, PASSENGER, PARTS, ITEM: BREAKER, PART NUMBER: 0099324660, OEM DRAWING NUMBER: VM2155-501-A-703, POSITION NUMBER: F04, EQPT MANUFACTURER: THYSSENKRUPP, QA/QC DOCUMENT REQUIRED: CO/CQ | 0099324660 | 043-Y-001 | THYSSENKRUPP | PC | 62.3475 |  |  | 0 |  | 0 | 1 | 0
322 | 2060118791 | ELEVATOR, PASSENGER, PARTS, ITEM: BREAKER, PART NUMBER: 99500009663, OEM DRAWING NUMBER: VM2155-501-A-703, POSITION NUMBER: F00, EQPT MANUFACTURER: THYSSENKRUPP, QA/QC DOCUMENT REQUIRED: CO/CQ | 99500009663 | 061-ME-001 043-Y-001 | THYSSENKRUPP | PC | 62.3475 |  |  | 0 |  | 0 | 1 | 0
323 | 2060118792 | ELEVATOR, PASSENGER, PARTS, ITEM: BREAKER, PART NUMBER: 0099332660, OEM DRAWING NUMBER: VM2155-501-A-703, POSITION NUMBER: F75, EQPT MANUFACTURER: THYSSENKRUPP, QA/QC DOCUMENT REQUIRED: CO/CQ | 0099332660 | 061-ME-001 043-Y-001 | THYSSENKRUPP | PC | 62.3475 |  |  | 0 |  | 0 | 1 | 0
324 | 2060118793 | ELEVATOR, PASSENGER, PARTS, ITEM: BREAKER, PART NUMBER: 99500009791, OEM DRAWING NUMBER: VM2155-501-A-703, POSITION NUMBER: F02, EQPT MANUFACTURER: THYSSENKRUPP, QA/QC DOCUMENT REQUIRED: CO/CQ | 99500009791 | 061-ME-001 043-Y-001 | THYSSENKRUPP | PC | 62.3475 |  |  | 0 |  | 0 | 1 | 0
325 | 2060118794 | ELEVATOR, PASSENGER, PARTS, ITEM: BREAKER, PART NUMBER: 0099319660, OEM DRAWING NUMBER: VM2155-501-A-703, POSITION NUMBER: F13, EQPT MANUFACTURER: THYSSENKRUPP, QA/QC DOCUMENT REQUIRED: CO/CQ | 0099319660 | 043-Y-001 | THYSSENKRUPP | PC | 62.3475 |  |  | 0 | 1 | 0 |  | 0
326 | 2060118795 | ELEVATOR, PASSENGER, PARTS, ITEM: BREAKER, PART NUMBER: 0099327660, OEM DRAWING NUMBER: VM2155-501-A-703, POSITION NUMBER: F02.1, EQPT MANUFACTURER: THYSSENKRUPP, QA/QC DOCUMENT REQUIRED: CO/CQ | 0099327660 | 043-Y-001 | THYSSENKRUPP | PC | 62.3475 |  |  | 0 | 1 | 0 |  | 0
327 | 2060118796 | ELEVATOR, PASSENGER, PARTS, ITEM: BREAKER, PART NUMBER: 0099333660, OEM DRAWING NUMBER: VM2155-501-A-703, POSITION NUMBER: F31.1, EQPT MANUFACTURER: THYSSENKRUPP, QA/QC DOCUMENT REQUIRED: CO/CQ | 0099333660 | 043-Y-001 | THYSSENKRUPP | PC | 62.3475 |  |  | 0 | 1 | 0 |  | 0
328 | 2020618800 | CIRCUIT BREAKER, TYPE: SCHNEIDER, POLES: 3P, RATED VOLTAGE: 690 VAC, RATED CURRENT: 0.63A, BREAKING CAPACITY: 100 KA, FRAME SIZE: GV2ME, DIMENSION: 45mmWx 89mm Hx 78.5mmD, ADDITIONAL INFORMATION: GV2ME04, QA/QC DOCUMENT REQUIRED: CO/CQ | GV2-ME04 | 043-Y-001 | THYSSENKRUPP | PC | 51.8354 |  |  | 0 | 1 | 0 |  | 0
329 | 2060118806 | ELEVATOR, PASSENGER, PARTS, ITEM: POWER SUPPLY, PART NUMBER: 99500010544, OEM DRAWING NUMBER: VM2155-501-A-703, POSITION NUMBER: G36, EQPT MANUFACTURER: THYSSENKRUPP, ADDITIONAL INFORMATION:100 TO 230VAC INPUT, 24VDC OUTPUT, 0.63A, QA/QC DOCUMENT REQUIRED: CO/CQ | 99500010544 | 043-Y-001 | THYSSENKRUPP | PC | 296.41 |  |  | 0 |  | 0 | 1 | 0
330 | 2060118807 | ELEVATOR, PASSENGER, PARTS, ITEM: POWER SUPPLY, PART NUMBER: 6541062010, OEM DRAWING NUMBER: VM2155-501-A-703, POSITION NUMBER: G11, EQPT MANUFACTURER: THYSSENKRUPP, ADDITIONAL INFORMATION:400V INPUT, 24VDC OUTPUT, 10A, QA/QC DOCUMENT REQUIRED: CO/CQ | 6541062010 | 043-Y-001 | THYSSENKRUPP | PC | 296.41 |  |  | 0 | 1 | 0 |  | 0
331 | 2021018808 | ELEVATOR, PASSENGER, PARTS, ITEM: POWER SUPPLY, PART NUMBER: KFD2-EB2, OEM DRAWING NUMBER: VM2155-501-A-703, POSITION NUMBER: N138.1, EQPT MANUFACTURER: Pepperl +Fuchs, ADDITIONAL INFORMATION: POWER SUPPLY, 20 TO 30VDC INPUT, 4A, DIN RAIL MOUNTING, , QA/QC DOCUMENT REQUIRED: CO/CQ | KFD2-EB2 | 043-Y-001 | THYSSENKRUPP | PC | 296.41 |  |  | 0 | 1 | 0 |  | 0
332 | 2060118809 | ELEVATOR, PASSENGER, PARTS, ITEM: POWER SUPPLY, PART NUMBER: 6541055010, OEM DRAWING NUMBER: VM2155-501-A-703, POSITION NUMBER: G75, EQPT MANUFACTURER: THYSSENKRUPP, ADDITIONAL INFORMATION: 230VAC INPUT, 24VDC OUTPUT, QA/QC DOCUMENT REQUIRED: CO/CQ | 6541055010 | 043-Y-001 | THYSSENKRUPP | PC | 296.41 |  |  | 0 |  | 0 | 1 | 0
333 | 2060118815 | ELEVATOR, PASSENGER, PARTS, ITEM: RELAY, PART NUMBER: 99500009473, OEM DRAWING NUMBER: VM2155-501-A-703, POSITION NUMBER: K27, EQPT MANUFACTURER: THYSSENKRUPP, ADDITIONAL INFORMATION: RELAY, 12VDC, 2CO, QA/QC DOCUMENT REQUIRED: CO/CQ | 99500009473 | 043-Y-001 | THYSSENKRUPP | PC | 23.598 |  |  | 0 | 1 | 0 |  | 0
334 | 2060118816 | ELEVATOR, PASSENGER, PARTS, ITEM: RELAY, PART NUMBER: 6576079010, OEM DRAWING NUMBER: VM2155-501-A-703, POSITION NUMBER: K20, EQPT MANUFACTURER: THYSSENKRUPP, ADDITIONAL INFORMATION: RELAY, 6A 12VDC 1W, QA/QC DOCUMENT REQUIRED: CO/CQ | 6576079010 | 043-Y-001 | THYSSENKRUPP | PC | 23.598 |  |  | 0 | 1 | 0 |  | 0
335 | 2060118817 | ELEVATOR, PASSENGER, PARTS, ITEM: RELAY, PART NUMBER: 6576080010, OEM DRAWING NUMBER: VM2155-501-A-703, POSITION NUMBER: K26, EQPT MANUFACTURER: THYSSENKRUPP, ADDITIONAL INFORMATION: RELAY, 6A 24VDC 1W, QA/QC DOCUMENT REQUIRED: CO/CQ | 6576080010 | 043-Y-001 | THYSSENKRUPP | PC | 23.598 |  |  | 0 | 1 | 0 |  | 0
336 | 2060118818 | ELEVATOR, PASSENGER, PARTS, ITEM: RELAY, PART NUMBER: 0704121004, OEM DRAWING NUMBER: VM2155-501-A-703, POSITION NUMBER: G03, EQPT MANUFACTURER: THYSSENKRUPP, ADDITIONAL INFORMATION: RELAY, POWER, 10A 12VDC 1W, E PRINT, QA/QC DOCUMENT REQUIRED: CO/CQ | 0704121004 | 043-Y-001 | THYSSENKRUPP | PC | 23.598 |  |  | 0 | 1 | 0 |  | 0
337 | 2060118831 | ELEVATOR, PASSENGER, PARTS, ITEM: TRANSFORMER, PART NUMBER: 1750445001, OEM DRAWING NUMBER: VM2155-501-A-703, POSITION NUMBER: G03, EQPT MANUFACTURER: THYSSENKRUPP, ADDITIONAL INFORMATION: 2.8A, 230/400V PRIMARY, 23V SECONDARY, 1PH, QA/QC DOCUMENT REQUIRED: CO/CQ | 1750445001 | 043-Y-001 | THYSSENKRUPP | PC | 170.39 |  |  | 0 | 1 | 0 |  | 0
338 | 2060118838 | ELEVATOR, PASSENGER, PARTS, ITEM: AY ROLLER, PART NUMBER: 6023009420, OEM DRAWING NUMBER: VM2155-501-A-703, EQPT MANUFACTURER: THYSSENKRUPP, ADDITIONAL INFORMATION: ROLLER, AY D36, QA/QC DOCUMENT REQUIRED: CO/CQ | 6023009420 | 043-Y-001 | THYSSENKRUPP | PC | 232.1569 |  |  | 0 | 1 | 0 |  | 0
339 | 2060118839 | ELEVATOR, PASSENGER, PARTS, ITEM: AY ROLLER, PART NUMBER: 6090026420, OEM DRAWING NUMBER: VM2155-501-A-703, EQPT MANUFACTURER: THYSSENKRUPP, ADDITIONAL INFORMATION: ROLLER, AY S8/K8, QA/QC DOCUMENT REQUIRED: CO/CQ | 6090026420 | 043-Y-001 | THYSSENKRUPP | PC | 232.1569 |  |  | 0 | 1 | 0 |  | 0
340 | TBU | ELEVATOR, PASSENGER, PARTS, ITEM: POWER SUPPLY, PART NUMBER: 6541026010, OEM DRAWING NUMBER: VM2155-501-A-703, POSITION NUMBER: G139, EQPT MANUFACTURER: THYSSENKRUPP, QA/QC DOCUMENT REQUIRED: CO/CQ | 6541026010 | 043-Y-001 | THYSSENKRUPP | SET | #N/A |  |  | 0 | 1 | 0 |  | 0
341 | 2060118864 | ELEVATOR, PASSENGER, PARTS, ITEM: CAM, PART NUMBER: 6090051160, OEM DRAWING NUMBER: VM2155-501-A-703, EQPT MANUFACTURER: THYSSENKRUPP, ADDITIONAL INFORMATION: CAM, AY WIDENING, L, QA/QC DOCUMENT REQUIRED: CO/CQ | 6090051160 | 043-Y-001 | THYSSENKRUPP | PC | 378.3529 |  |  | 0 | 1 | 0 |  | 0
342 | 2060118865 | ELEVATOR, PASSENGER, PARTS, ITEM: LOCKING DEVICE, PART NUMBER: 60900007613, OEM DRAWING NUMBER: VM2155-501-A-703, EQPT MANUFACTURER: THYSSENKRUPP, ADDITIONAL INFORMATION: AY LOCKING, EX L, QA/QC DOCUMENT REQUIRED: CO/CQ | 60900007613 | 043-Y-001 | THYSSENKRUPP | PC | 1590.9412 |  |  | 0 | 1 | 0 |  | 0
343 | 2060118866 | ELEVATOR, PASSENGER, PARTS, ITEM: LOCKING DEVICE, PART NUMBER: 6090049010, OEM DRAWING NUMBER: VM2155-501-A-703, EQPT MANUFACTURER: THYSSENKRUPP, QA/QC DOCUMENT REQUIRED: CO/CQ | 6090049010 | 043-Y-001 | THYSSENKRUPP | PC | 1590.9412 |  |  | 0 | 1 | 0 |  | 0
344 | 2060118867 | ELEVATOR, PASSENGER, PARTS, ITEM: SPRING, PART NUMBER: 0098827400, OEM DRAWING NUMBER: VM2155-501-A-703, EQPT MANUFACTURER: THYSSENKRUPP, QA/QC DOCUMENT REQUIRED: CO/CQ | 0098827400 | 043-Y-001 | THYSSENKRUPP | PC | 15.5235 |  |  | 0 | 1 | 0 |  | 0
345 | 2060118868 | ELEVATOR, PASSENGER, PARTS, ITEM: SPRING, PART NUMBER: 0098842400, OEM DRAWING NUMBER: VM2155-501-A-703, EQPT MANUFACTURER: THYSSENKRUPP, QA/QC DOCUMENT REQUIRED: CO/CQ | 0098842400 | 043-Y-001 | THYSSENKRUPP | PC | 15.5235 |  |  | 0 | 1 | 0 |  | 0
346 | 2060118869 | ELEVATOR, PASSENGER, PARTS, ITEM: SPRING, PART NUMBER: 0098838400, OEM DRAWING NUMBER: VM2155-501-A-703, EQPT MANUFACTURER: THYSSENKRUPP, QA/QC DOCUMENT REQUIRED: CO/CQ | 0098838400 | 043-Y-001 | THYSSENKRUPP | PC | 15.5235 |  |  | 0 | 1 | 0 |  | 0
347 | TBU | ELEVATOR, PASSENGER, PARTS, ITEM: INDUCTIVE SLOT SENSOR, PART NUMBER: SJ15-A-5M, OEM DRAWING NUMBER: VM2155-501-A-801, EQPT MANUFACTURER: Pepperl+Fuchs, QA/QC DOCUMENT REQUIRED: CO/CQ | SJ15-A-5M | 043-Y-001 | THYSSENKRUPP | PC |  |  |  | 0 | 1 | 0 |  | 0
348 | TBU | ELEVATOR, PASSENGER, PARTS, ITEM: PROXIMITY SENSOR, PART NUMBER: NJ5-11-N-Y13260, OEM DRAWING NUMBER: VM2155-501-A-801, EQPT MANUFACTURER: Pepperl+Fuchs, QA/QC DOCUMENT REQUIRED: CO/CQ | NJ5-11-N-Y13260 | 043-Y-001 | THYSSENKRUPP | PC |  |  |  | 0 | 1 | 0 |  | 0
349 | 2060118740 | ELEVATOR, PASSENGER, PARTS, ITEM: PROXIMITY SWITCH, PART NUMBER: D-88299, OEM DRAWING NUMBER: VM2155-501-A-801, EQPT MANUFACTURER: Elobau, ADDITIONAL INFORMATION: Type: 610045M10-3, QA/QC DOCUMENT REQUIRED: CO/CQ | D-88299 | 043-Y-001 | THYSSENKRUPP | PC | 588.2353 |  |  | 0 | 1 | 0 |  | 0
350 | TBU | ELEVATOR, PASSENGER, PARTS, ITEM: DOOR MOTOR BELT, PART NUMBER: STD 5M HSE-PAZ, OEM DRAWING NUMBER: VM2155-501-A-801, EQPT MANUFACTURER: THYSSENKRUPP, QA/QC DOCUMENT REQUIRED: CO/CQ | STD 5M HSE-PAZ | 043-Y-001 | THYSSENKRUPP | SET |  |  |  | 0 | 1 | 0 |  | 0
351 | 2020155723 | ELEVATOR, PASSENGER, PARTS, ITEM: CABLE, PART NUMBER: 51306, OEM DRAWING NUMBER: VM2155-501-A-801, EQPT MANUFACTURER: THYSSENKRUPP, ADDITIONAL INFORMATION: 150M, 24 CORE, 1.0SQMM, STN-24G1, QA/QC DOCUMENT REQUIRED: CO/CQ | 51306 | 043-Y-001 | THYSSENKRUPP | M | 8.6275 |  |  | 0 |  | 0 | 100 | 0
352 | TBU | VSD, ACS800-01-0020-7+E210+D150+P901, ABB |  | 155-A-002F-CRM07A-VSD 155-A-002F-CRM07B-VSD | ABB | SET |  |  |  |  | 1 |  | 1
353 | TBU | VSD, ACS800-01-0011-7+E210+D150+P901, ABB |  | 155-A-002F-CRM07C-VSD | ABB | SET |  |  |  |  | 1 |  | 1
354 | TBU | VSD, ACS800-01-0070-7+E210+D150+P901, ABB |  | 155-A-002G-CRM13-VSD | ABB | SET |  |  |  |  | 1 |  | 1
355 | TBU | BRAKING RESISTOR, FOR ACS800, SACE08RE44, ABB |  | 155-A-002F-CRM07A-VSD 155-A-002F-CRM07B-VSD | ABB | SET |  |  |  |  | 1
356 | TBU | BRAKING RESISTOR, FOR ACS800, SAFUR90F575, ABB |  | 155-A-002G-CRM13-VSD | ABB | SET |  |  |  |  | 1
357 | 2015122710 | BAGGING MACHINE,PART, ITEM: LINING, ITEM TYPE: BRAKE DISC, PART NUMBER: 10005, EQPT MANUFACTURER: BEUMER, ADDITIONAL INFORMATION: BMG2/4,BC2,BE5, OEM DRAWING REFERENCE: 6479, 11452, 11453, 7214, 54431,54432, 54433,54434, 47171, 24659, 27887, NSRP DOC. VP2155-510-A-753, QA/QC DOCUMENT REQUIRED: CO,CQ | 10005 | 061-BM-902A/B | THYSSENKRUPP | PC | 332.39 | 8642140 | 5 | 43210700 |  | 0 |  | 0
II | SULLURY PACKAGE'S SPARE PARTS - 022-F-201
1 | 2070311497 | TRANSFORMER, PARTS, ITEM: H.V. BUSHING AND PROBE, PART NUMBER: 300100039-001, OEM DRAWING NUMBER: 300100025, POSITION NUMBER: ITEM NO. 1, EQPT MANUFACTURER: GA-EMS, QA/QC DOCUMENT REQUIRED: CO,CQ | 300100039-001 | 022-F-201 | GA-EMS | PC |  | 127322552 | 9 | 1145902968 | 9 | 1145902968
2 | 2000100120 | TRANSFORMER, PARTS, ITEM: WASHER, SPLIT LOCK, SIZE: 1/4IN, MATERIAL: SST 316/316L, PART NUMBER: CT00011857, OEM DRAWING NUMBER: 300100025, POSITION NUMBER: ITEM NO. 14, EQPT MANUFACTURER: GA-EMS, QA/QC DOCUMENT REQUIRED: CO,CQ | CT00011857 | 022-F-201 | GA-EMS | SET | 1.2535 |  |  | 0 | 18 | 0
3 | 2020155712 | CABLE, ELECTRICAL, NON ARMOURED, APPLICATION: OIL-RES, RATED VOLTAGE: 40000 VDC, MAT, CONDUCTOR: TINNED COPPER, COLOUR, OUTER SHEATH: RED, NUMBER, CORES: 1 CORE, CROSS SECTION, CORES: 18 AWG, ADDITIONAL INFORMATION: MANUF: BELDEN, PART NO. 8866, QA/QC DOCUMENT REQUIRED: CO,CQ | 8866 | 022-F-201 | GA-EMS | M | 5.5036 |  |  | 0 | 152.4 | 0
4 | 2000101032 | TRANSFORMER, PARTS, ITEM: FLAT WASHER, SIZE: 3/8IN, MATERIAL: SST, OEM DRAWING NUMBER: 300100013, POSITION NUMBER: ITEM NO. 3, EQPT MANUFACTURER: GA-EMS, QA/QC DOCUMENT REQUIRED: CO,CQ |  | 022-F-201 | GA-EMS | PC | 2.0891 |  |  | 0 | 540 | 0
5 | 2000101033 | TRANSFORMER, PARTS, ITEM: CURVED SPRING WASHER, SIZE: 3/8IN x 0.16IN THK, MATERIAL: SST, OEM DRAWING NUMBER: 300100013, POSITION NUMBER: ITEM NO. 2, EQPT MANUFACTURER: GA-EMS, QA/QC DOCUMENT REQUIRED: CO,CQ |  | 022-F-201 | GA-EMS | PC | 15.5235 |  |  | 0 | 360 | 0
III | ELECTRIC HEATER'S SPARE PARTS - 043-H-101/102/103/104/105, 041-H-011, 023-H-301, 028-H-051
1 | 2000100613 | CIRCUIT BREAKER, TYPE: MCCB, POLES: 3P, RATED VOLTAGE: 690 VAC, RATED CURRENT: 500A, BREAKING CAPACITY: (690 VAC) 70 KA, FRAME SIZE: T5, DIMENSION: 140MM (W) x 205MM (H)x 103.5MM (L), ADDITIONAL INFORMATION: PART NO: 1SDA054469R1, TYPE: T5L 630 TMA 500-5000 3P F F, SACE TMAX T, ABB, QA/QC DOCUMENT REQUIRED: CO/CQ | 1SDA054469R1 | 043-H-101 | ABB | PC | 1801.8 | 46846800 | 1 | 46846800 | 1 | 46846800 | 1 | 46846800 | - To delivery by year 2026
2 | 2000100614 | CIRCUIT BREAKER, TYPE: MCCB, POLES: 3P, RATED VOLTAGE: 690 VAC, RATED CURRENT: 320A, BREAKING CAPACITY: (690 VAC) 70 KA, FRAME SIZE: T4, DIMENSION: 105MM (W) x 205MM (H)x 103.5MM (L), ADDITIONAL INFORMATION: PART NO: 1SDA054141R1, TYPE: T4L 320 PR221DS-LS/I In=320 3P F F, SACE TMAX T, ABB, QA/QC DOCUMENT REQUIRED: CO/CQ | 1SDA054141R1 | 043-H-102 | ABB | PC | 3963.96 | 103062960 | 1 | 103062960 | 1 | 103062960 |  | 0 | - To delivery by year 2026
3 | 2000100615 | CIRCUIT BREAKER, TYPE: MCCB, POLES: 3P, RATED VOLTAGE: 690 VAC, RATED CURRENT: 1000A, BREAKING CAPACITY: (690 VAC) 37.5 KA, FRAME SIZE: T7, DIMENSION: 210MM (W) x 268MM (H)x 154MM (L), ADDITIONAL INFORMATION: PART NO: 1SDA062802R1, TYPE: T7L 1000 PR231/P LS/I In=1000A 3P F F, SACE TMAX T, ABB, QA/QC DOCUMENT REQUIRED: CO/CQ | 1SDA062802R1 | 043-H-103 | ABB | PC | 3963.96 | 103062960 |  | 0 |  |  | 1 | 103062960
4 | 2000100616 | CIRCUIT BREAKER, TYPE: MCCB, POLES: 3P, RATED VOLTAGE: 690 VAC, RATED CURRENT: 200A, BREAKING CAPACITY: (690 VAC) 70 KA, FRAME SIZE: T4, DIMENSION: 105MM (W) x 205MM (H)x 103.5MM (L), ADDITIONAL INFORMATION: PART NO: 1SDA054232R1, TYPE: T4L 250 TMA 200-2000 3P F F, SACE TMAX T, ABB, QA/QC DOCUMENT REQUIRED: CO/CQ | 1SDA054232R1 | 043-H-104 043-H-105 | ABB | PC | 3963.96 | 103062960 | 1 | 103062960 | 1 | 103062960 | 1 | 103062960 | - To delivery by year 2026
5 | 2000100619 | CONTACTOR, ELECTRICAL, MANUFACTURER: ABB, MODEL: AF210-30-22-70, TYPE: POWER, DESIGN SPEC: IEC 60947-4-1, RATED COIL VOLTAGE: 100- 250V, RATED CURRENT: 210 A, RATED VOLTAGE(INSULATION): 690 V, CONFIGURATION, MAIN CONTACT: 3 NO, CONFIGURATION, AUX CONTACT: 2NO, 2NC, RATED FREQUENCY: 50/60Hz, DIMENSION: 140mm (W) x 227mm (H)x 180mm (L), ADDITIONAL INFORMATION: PN#: 1SFL517001R7022, QA/QC DOCUMENT REQUIRED: CO/CQ | AF210-30-22-70 | 043-H-104 | ABB | PC | 2738.736 | 71207136 | 1 | 71207136
6 | 2000100620 | PANEL, ELECTRICAL, PARTS, ITEM: HANDLE, ITEM TYPE: ROTARY HANDLE, PART NUMBER: 1SDA013869R1, OEM DRAWING NUMBER: VM215A-002-A-201-53, POSITION NUMBER: 11, EQPT MANUFACTURER: ABB, QA/QC DOCUMENT REQUIRED: CO/CQ | 1SDA013869R1 | 043-H-101; 043-H-102; 043-H-103; 043-H-104; 043-H-105 | ABB | PC | 1681.68 | 43723680 | 1 | 43723680 |  |  | 1 | 43723680
7 | 2000100621 | PANEL, ELECTRICAL, PARTS, ITEM: HANDLE, ITEM TYPE: ROTARY HANDLE, PART NUMBER: 1SDA014213R1, OEM DRAWING NUMBER: VM215A-002-A-203-53, POSITION NUMBER: 11, EQPT MANUFACTURER: ABB, QA/QC DOCUMENT REQUIRED: CO/CQ | 1SDA014213R1 | 043-H-103 | ABB | PC | 1681.68 | 43723680 | 1 | 43723680
8 | 2020757829 | CONTACTOR, ELECTRICAL, MANUFACTURER: ABB, MODEL: AF260-30-22-70, TYPE: POWER, DESIGN SPEC: IEC 60947-4-1, RATED COIL VOLTAGE: 100- 250V, RATED CURRENT: 220 A, RATED VOLTAGE(INSULATION): 690 V, CONFIGURATION, MAIN CONTACT: 3 NO, CONFIGURATION, AUX CONTACT: 2NO, 2NC, RATED FREQUENCY: 50/60Hz, DIMENSION: 140mm (W) x 227mm (H)x 180.5mm (L), ADDITIONAL INFORMATION: PART#.1SFL537001R7022, QA/QC DOCUMENT REQUIRED: CO/CQ | AF260-30-22-70 | 043-H-102 | ABB | EA | 2738.736 | 71207136 | 1 | 71207136
9 | 2060120010 | PANEL, ELECTRICAL, PARTS, ITEM: MODULE, ITEM TYPE: BIAS POWER, PART NUMBER: BPSX 2-14-00, OEM DRAWING NUMBER: VM2153-304-A-009, POSITION NUMBER: B1, EQPT MANUFACTURER: BIAS POWER, ADDITIONAL INFORMATION: INPUT: 85-265 VAC 50/60 HZ, OUT PUT: 14 VDC, QA/QC DOCUMENT REQUIRED: CO/CQ | BPSX 2-14-00 | 041-H-011 | BIAS POWER | EA | 1681.68 | 43723680 | 1 | 43723680
10 | 2020657916 | PANEL, ELECTRICAL, PARTS, ITEM: TRANSFORMER, PART NUMBER: BHTBH01V101KEN, OEM DRAWING NUMBER: VM215A-002-A-201-55, POSITION NUMBER: 14, EQPT MANUFACTURER: BUMHAN, ADDITIONAL INFORMATION: 690V/ 230V 1KVA, QA/QC DOCUMENT REQUIRED: CO/CQ | BHTBH01V101KEN | 043-H-101; 043-H-102; 043-H-103; 043-H-104; 043-H-105 | BUMHAN | EA | 1681.68 | 43723680 | 1 | 43723680 |  |  | 1 | 43723680
11 | 2060120013 | PANEL, ELECTRICAL, PARTS, ITEM: MODULE, ITEM TYPE: POWER DISTRIBUTER, PART NUMBER: CE-IPD 1AANZ, OEM DRAWING NUMBER: VM215A-002-A-201-58, POSITION NUMBER: PAGE 2, EQPT MANUFACTURER: CASE, ADDITIONAL INFORMATION: INPUT: 4-20MA, OUPUT: 4-20MA, QA/QC DOCUMENT REQUIRED: CO/CQ | CE-IPD 1AANZ | 043-H-101; 043-H-102; 043-H-103; 043-H-104; 043-H-105 | CASE | EA | 1681.68 | 43723680 | 3 | 131171040
12 | 2000100622 | PANEL, ELECTRICAL, PARTS, ITEM: CONTROLLER, ITEM TYPE: TEMPERATURE CONTROLLER, PART NUMBER: 6040-AR0000, OEM DRAWING NUMBER: VJ2153-304-A-018, POSITION NUMBER: OTCO1-4, EQPT MANUFACTURER: CHROMALOX, ADDITIONAL INFORMATION: OUTPUT: 4-20MA, POWER SUPPLY: 100-240 VAC, QA/QC DOCUMENT REQUIRED: CO/CQ | 6040-AR0000 | 028-H-051 023-H-301 | CHROMALOX | PC | 180.18 | 4684680 | 3 | 14054040 | 3
13 | 2020657648 | PANEL, ELECTRICAL, PARTS, ITEM: CONTROLLER, ITEM TYPE: TEMPERATURE CONTROLLER, PART NUMBER: 6040-RR0000, OEM DRAWING NUMBER: VM2153-304-A-009, POSITION NUMBER: PAGE 7, EQPT MANUFACTURER: CHROMALOX, QA/QC DOCUMENT REQUIRED: CO/CQ | 6040-RR0000 | 028-H-051 023-H-301 130-H-001 041-H-011 | CHROMALOX | EA | 1081.08 | 28108080 | 2 | 56216160 | 2
14 | 2029950938 | PANEL, ELECTRICAL, PARTS, ITEM: CONTROLLER, ITEM TYPE: VARI-WATT POWER, PART NUMBER: 0113-10237, OEM DRAWING NUMBER: VJ2153-304-A-018, POSITION NUMBER: B1, EQPT MANUFACTURER: CHROMALOX, ADDITIONAL INFORMATION: MAXIMUM: INPUT: 4-20MA; 0-5VDC;0-10VDC; OUTPUT: 4 SLOTS SSR DRIVE 12VDC AT 100MADC, POWER SUPPLY: 95-250VAC, QA/QC DOCUMENT REQUIRED: CO/CQ | 0113-10237 | 028-H-051 023-H-301 | CHROMALOX | SET | 2282.28 | 59339280 | 2 | 118678560
15 | 2000100570 | PANEL, ELECTRICAL, PARTS, ITEM: SCR TRIGGER BOARD, PART NUMBER: 0135-28093, OEM DRAWING NUMBER: VM2153-304-A-009 , POSITION NUMBER: PAGE 5, EQPT MANUFACTURER: CHROMALOX, ADDITIONAL INFORMATION: SCR TRIGGER 725, QA/QC DOCUMENT REQUIRED: CO/CQ | 0135-28093 | 023-H-301 028-H-051 041-H-011 130-H-001 | CHROMALOX | PC | 8408.4 | 218618400 | 2 | 437236800 | 1 | 218618400 |  | 0
16 | 2021057721 | PANEL, ELECTRICAL, PARTS, ITEM: SCR CONTROL BOARD, PART NUMBER: 0135-28094, OEM DRAWING NUMBER: VM2153-304-A-009 , POSITION NUMBER: PAGE 5, EQPT MANUFACTURER: CHROMALOX, ADDITIONAL INFORMATION: SCR CONTROL BD W/ON-OFF C MXPC MAIN CONTROL, QA/QC DOCUMENT REQUIRED: CO/CQ | 0135-28094 | 023-H-301 028-H-051 041-H-011 130-H-001 | CHROMALOX | PC | 8408.4 | 218618400 | 1 | 218618400 | 1 | 218618400 |  | 0
17 | 2021057722 | PANEL, ELECTRICAL, PARTS, ITEM: SCR CONTROL BOARD, PART NUMBER: 0135-28095, OEM DRAWING NUMBER: VM2153-304-A-009 , POSITION NUMBER: PAGE 5, EQPT MANUFACTURER: CHROMALOX, ADDITIONAL INFORMATION: SCR DOT FIRING PROP CONTR, QA/QC DOCUMENT REQUIRED: CO/CQ | 0135-28095 | 023-H-301 028-H-051 041-H-011 130-H-001 | CHROMALOX | PC | 8408.4 | 218618400 | 2 | 437236800 |  | 0 |  | 0
18 | 2060120016 | PANEL, ELECTRICAL, PARTS, ITEM: ZCT, ITEM TYPE: ZERO CURRENT TRANSFORMER, PART NUMBER: ZR-200, OEM DRAWING NUMBER: VM215A-002-A-203-55, POSITION NUMBER: 3, EQPT MANUFACTURER: DEESYS, ADDITIONAL INFORMATION: INSIDE DIA.200Ø, RATED CURR.2000A PRIMARY/SECONDARY: 200MA/100MV, QA/QC DOCUMENT REQUIRED: CO/CQ | ZR-200 | 043-H-103 | DEESYS | PC | 1681.68 | 43723680 | 1 | 43723680 |  | 0 |  | 0
19 | 2021000208 | PANEL, ELECTRICAL, PARTS, ITEM: CAPACITOR, ITEM TYPE: STARTING CAPACITOR, PART NUMBER: E33.D78-501215, OEM DRAWING NUMBER: VM215A-002-A-203-56, POSITION NUMBER: PAGE 2, EQPT MANUFACTURER: ELECTRONICON, ADDITIONAL INFORMATION: FOR SCR COOLING FAN, QA/QC DOCUMENT REQUIRED: CO/CQ | E33.D78-501215 | 043-H-103 | ELECTRONICON | PC | 1681.68 | 43723680 | 1 | 43723680 |  | 0 |  | 0
20 | 2060120012 | PANEL, ELECTRICAL, PARTS, ITEM: TRANSDUCER, PART NUMBER: KTG 3161S, OEM DRAWING NUMBER: VM215A-002-A-201-55, POSITION NUMBER: 13, EQPT MANUFACTURER: LIGHT STAR, ADDITIONAL INFORMATION: INPUT 3P 3W AC 690/110V/5A (1000W), OUTPUT DC 4-20 M, QA/QC DOCUMENT REQUIRED: CO/CQ | KTG 3161S | 043-H-101; 043-H-102; 043-H-103; 043-H-104; 043-H-105 | LIGHT STAR | EA | 1681.68 | 43723680 | 3 | 131171040 |  | 0 |  | 0
21 | 2000100617 | CIRCUIT BREAKER, TYPE: MCB, POLES: 2P, RATED VOLTAGE: 220 VAC, RATED CURRENT: 6A, BREAKING CAPACITY: (220VAC) 10 KA (380VAC) 5KA, FRAME SIZE: 50 AF, ADDITIONAL INFORMATION: BKM- 6A, LS, QA/QC DOCUMENT REQUIRED: CO/CQ | BKM-B 6A | 043-H-101; 043-H-102; 043-H-103; 043-H-104; 043-H-105 | NA | PC | 3963.96 | 103062960 | 2 | 206125920 | 2 | 206125920 | 1 | 103062960 | - To delivery by year 2026
22 | 2000100618 | CIRCUIT BREAKER, TYPE: MCB, POLES: 2P, RATED VOLTAGE: 220 VAC, RATED CURRENT: 2A, BREAKING CAPACITY: (220VAC) 10 KA, (380VAC) 5KA, FRAME SIZE: 50AF, ADDITIONAL INFORMATION: BKM- 2A, LS, QA/QC DOCUMENT REQUIRED: CO/CQ | BKM-B 2A | 043-H-101; 043-H-102; 043-H-103; 043-H-104; 043-H-105 | NA | PC | 3963.96 | 103062960 | 1 | 103062960 | 1 | 103062960 | 1 | 103062960 | - To delivery by year 2026
23 | 2060111474 | ELEMENT, TEMPERATURE, THERMOCOUPLE, TYPE: K, DIAMETER, SHEATH: 6MM, LENGTH, PROBE: 5500MM, CONNECTION, PROCESS: WITHOUT PROCESS CONNECTION, RANGE, MEASURING: 0 TO 1260 DEG C, TYPE, ELEMENT: DUAL, MAT SPEC, OUTER SHEATH: INCONEL 800, LENGTH, CABLE: 305MM, TYPE, CONNECTOR: REMOTE HEAD, INGRESS PROTECTION: IP 67, QA/QC DOCUMENT REQUIRED: CO/CQ | NA | 023-H-301 | NA | PC |  | 20126150 | 1 | 20126150 | 1 | 20126150 |  | 0
24 | 2060111492 | ELEMENT, TEMPERATURE, THERMOCOUPLE, TYPE: K, DIAMETER, SHEATH: 6MM, LENGTH, PROBE: 1500MM, CONNECTION, PROCESS: WITHOUT PROCESS CONNECTION, TYPE, ELEMENT: DUAL, MAT SPEC, OUTER SHEATH: ST.STL 321, LENGTH, CABLE: 305MM, TYPE, CONNECTOR: REMOTE HEAD, INGRESS PROTECTION: IP 67, QA/QC DOCUMENT REQUIRED: CO/CQ | NA | 028-H-051 | NA | PC |  | 12099150 | 1 | 12099150 |  | 0 |  | 0
25 | 2000100568 | ELEMENT, TEMPERATURE, THERMOCOUPLE, TYPE: K, DIAMETER, SHEATH: 6MM, LENGTH, PROBE: 3000MM, CONNECTION, PROCESS: WITHOUT PROCESS CONNECTION, TYPE, ELEMENT: DUAL, MAT SPEC, OUTER SHEATH: ST.STL 321, LENGTH, CABLE: 305MM, TYPE, CONNECTOR: REMOTE HEAD, INGRESS PROTECTION: IP 67, QA/QC DOCUMENT REQUIRED: CO/CQ | NA | 028-H-051 | NA | PC | 876.3796 | 22785869.354 | 1 | 22785869.354 |  | 0 |  | 0
26 | 2000100569 | ELEMENT, TEMPERATURE, RESISTANCE, TYPE: PT100, DIAMETER, SHEATH: 3MM, LENGTH, PROBE: 2000MM, CLASS: A, CONNECTION, PROCESS: 1/2NPT COMPRESSION FITTING, TYPE, ELEMENT: SINGLE, MAT SPEC, OUTER SHEATH: ST.STL 316, LENGTH, CABLE: 305MM, TYPE, CONNECTOR: REMOTE HEAD, INGRESS PROTECTION: IP 67, ADDITIONAL INFORMATION: 3 WIRES, QA/QC DOCUMENT REQUIRED: CO/CQ | NA | 028-H-051 023-H-301 | NA | PC | 755.5972 | 19645527.2901 | 1 | 19645527.2901 | 1 | 19645527.2901 |  | 0
27 | 2020511484 | PILOT LIGHT, GREEN, 110 TO 120V 14MA 50/60HZ, IP 65, -25 TO 70DEG C, PLIGHT HEAD | NA | 028-H-051 041-H-011 130-H-001 | NA | PC | 30.03 | 780780 | 3 | 2342340 |  | 0 |  | 0
28 | 2020511485 | PILOT LIGHT, YELLOW, 110 TO 120V 14MA 50/60HZ, IP 65, -25 TO 70DEG C, PLIGHT HEAD | NA | 028-H-051 041-H-011 130-H-001 | NA | PC | 30.03 | 780780 | 3 | 2342340 |  | 0 |  | 0
29 | 2020511486 | PILOT LIGHT, RED, 110 TO 120V 14MA 50/60HZ, IP 65, -25 TO 70DEG C, PLIGHT HEAD | NA | 028-H-051 041-H-011 130-H-001 | NA | PC | 30.03 | 780780 | 3 | 2342340 |  | 0 |  | 0
30 | 2021057724 | VARISTOR, MOV1 110VAC, FOR TRANSFORMER, INPUT 300VA, 690VAC, OUTPUT 110VAC 50,60HZ, 1 PHASE SUPPLY | NA | 028-H-051 023-H-301 | NA | PC | 240.24 | 6246240 | 4 | 24984960 |  | 0 |  | 0
31 | 2021057726 | VARISTOR, MOV2 110VAC, FOR TRANSFORMER, INPUT 1500VA, 690VAC, OUTPUT 110VAC 50,60HZ, 1 PHASE SUPPLY | NA | 028-H-051 023-H-301 | NA | PC | 240.24 | 6246240 | 4 | 24984960 |  | 0 |  | 0
32 | 2060111470 | GASKET, SPIRAL WOUND, DESIGN SPEC: ASME B16.20, DESIGN SPEC, FLANGE(S): ASME B16.5 RF, SIZE: 16IN, PRESSURE DESIGNATION: CL300, THICKNESS, GASKET: 4.5MM, THICKNESS, INNER RING: AS PER DESIGN, THICKNESS, CENTRING RING: AS PER DESIGN, MAT, WINDINGS: SS316, MAT, FILLER: GRAPHITE, MAT, INNER RING: SS316, MAT, CENTRING RING: SS316, QA/QC DOCUMENT REQUIRED: CO/CQ | NA | 023-H-301 | NA | PC | 120.12 | 3123120 | 2 | 6246240 |  | 0 |  | 0
33 | 2020757611 | PANEL, ELECTRICAL, PARTS, ITEM: RELAY, PART NUMBER: MY4IN 110/120VAC, OEM DRAWING NUMBER: VJ2153-304-A-019, POSITION NUMBER: KA01, EQPT MANUFACTURER: OMRON, ADDITIONAL INFORMATION: RELAY: ELECTROMAGNETIC; 4PDT; UCOIL: 115VAC; ICONTACTS MAX: 5A, QA/QC DOCUMENT REQUIRED: CO/CQ | MY4IN 110/120VAC | 028-H-051 023-H-301 130-H-001 | OMRON | PC | 1681.68 | 43723680 | 6 | 262342080 |  | 0 |  | 0
34 | 2020657649 | SCR, MANUFACTURER: POWER PRODUCTS INTERNATIONAL, TYPE: PLANAR, INPUT VOLTAGE: 690VAC, OUTPUT VOLTAGE: 690VAC, RATED POWER: 452.83KW, RATED CURRENT: 890A, ADDITIONAL INFORMATION: 2 PHASE LINE TO LINE AC REG 890A, 45 DEGC, DRAWG. NO: DS9-622-23579-C4, QA/QC DOCUMENT REQUIRED: CO/CQ | NA | 028-H-051 023-H-301 | POWER PRODUCTS INTERNATIONAL | SET | 14414.4 | 374774400 | 2 | 749548800 |  | 0 |  | 0
35 | 2020657652 | SCR, MANUFACTURER: POWER PRODUCTS INTERNATIONAL, MODEL / PART NUMBER: 3103564P TSE-11H2-45, TYPE: PLANAR, INPUT VOLTAGE: 690VAC, OUTPUT VOLTAGE: 690VAC, RATED POWER: 1113KW, RATED CURRENT: 1700A, ADDITIONAL INFORMATION: SCR: N1467NS260, DIODE: DVTHV2-681, FUSE: 2x20-671-32/900A, 2 PHASE LINE TO LINE AC REG 1700A, 45 DEGC, DRAWG. NO: DS9-622-23342-C4, QA/QC DOCUMENT REQUIRED: CO/CQ | 3103564P TSE-11H2-45 | 028-H-051 023-H-301 | POWER PRODUCTS INTERNATIONAL | SET | 14414.4 | 374774400 | 1 | 374774400 | 1 | 374774400 |  | 0
36 | 2021058084 | POWER SUPPLY UNIT, INPUT VOLTAGE: 100-240VAC, OUTPUT VOLTAGE: 24-28VDC, OUTPUT CURRENT: 3.3A, RATED POWER: 80W, MODEL: CS3, MANUFACTURER: PULS, ADDITIONAL INFORMATION: DIN RAIL POWER SUPPLIES FOR 1-PHASA SYSTEM 24V, 3.3A, QA/QC DOCUMENT REQUIRED: CO/CQ | CS3 | 028-H-051 023-H-301 | PULS | SET | 326.7264 | 8494886.4 | 1 | 8494886.4 |  | 0 |  | 0
37 | 2021058085 | POWER SUPPLY UNIT, INPUT VOLTAGE: 100-240VAC, OUTPUT VOLTAGE: 24-28VDC, OUTPUT CURRENT: 2.1A, RATED POWER: 50W, MODEL: ML50, MANUFACTURER: PULS, QA/QC DOCUMENT REQUIRED: CO/CQ | ML50 | 028-H-051 023-H-301 | PULS | SET | 144.144 | 3747744 | 1 | 3747744 |  | 0 |  | 0
38 | 2020957737 | PANEL, ELECTRICAL, PARTS, ITEM: THERMOSTAT, PART NUMBER: RTL-90, OEM DRAWING NUMBER: VM215A-002-A-201-55, POSITION NUMBER: 10, EQPT MANUFACTURER: RUN ELECTRONIC, QA/QC DOCUMENT REQUIRED: CO/CQ | RTL-90 | 043-H-102; 043-H-103; 043-H-104; 043-H-105 | RUN ELECTRONIC | EA | 1681.68 | 43723680 | 2 | 87447360 | 2 | 87447360 |  | 0 | - To delivery by year 2026 | 2
39 | 2060120015 | PANEL, ELECTRICAL, PARTS, ITEM: SPACE HEATER, PART NUMBER: RHTS-100WH-220, OEM DRAWING NUMBER: VM215A-002-A-201-55, POSITION NUMBER: 21, EQPT MANUFACTURER: RUN ELECTRONIC, ADDITIONAL INFORMATION: 230V/100W, QA/QC DOCUMENT REQUIRED: CO/CQ | RHTS-100WH-220 | 043-H-101; 043-H-102; 043-H-103; 043-H-104; 043-H-105 | RUN ELECTRONIC | EA | 1681.68 | 43723680 | 3 | 131171040 |  | 0 |  | 0
40 | 2021100071 | PANEL, ELECTRICAL, PARTS, ITEM: FAN, PART NUMBER: 109S303, OEM DRAWING NUMBER: VM215A-002-A-201-56, POSITION NUMBER: PAGE 2, EQPT MANUFACTURER: SANYO, ADDITIONAL INFORMATION: VENTILATION FAN, QA/QC DOCUMENT REQUIRED: CO/CQ | 109S303 | 043-H-101; 043-H-102; 043-H-103; 043-H-104; 043-H-105 | SANYO | PC | 1681.68 | 43723680 | 3 | 131171040 | 3 | 131171040 |  | 0 | - To delivery by year 2026 | 3
41 | 2000100623 | CIRCUIT BREAKER, TYPE: RCBO, POLES: 2P, RATED VOLTAGE: 120 VAC, RATED CURRENT: 25A, BREAKING CAPACITY: 6 KA, ADDITIONAL INFORMATION: PROTECTED LEAKAGED CURRENT: 30MA, MANUF: SCHNEIDER, PART: A9D31625, QA/QC DOCUMENT REQUIRED: CO/CQ | A9D31625 | 028-H-051 023-H-301 | SCHNEIDER | PC | 2402.4 | 62462400 | 1 | 62462400 |  | 0 |  | 0
42 | 2060120014 | PANEL, ELECTRICAL, PARTS, ITEM: CAPACITOR, PART NUMBER: MK155J40RL, OEM DRAWING NUMBER: VM215A-002-A-202-54, POSITION NUMBER: 5, EQPT MANUFACTURER: SK, ADDITIONAL INFORMATION: 1.5 µF± 5%, 400V, 50/60HZ, QA/QC DOCUMENT REQUIRED: CO/CQ | MK155J40RL | 043-H-102 | SK | EA | 1681.68 | 43723680 | 1 | 43723680 |  | 0 |  | 0
43 | 2020657655 | TRANSFORMER, VT, TYPE: DRY TYPE, RATED FREQUENCY: 50/60 HZ, PHASE: 1 PHASE, VT RATIO: 690/110VAC, ACCURACY CLASS: 0.1/0.5, BURDEN: 1500VA, MANUFACTURER: TIC, ADDITIONAL INFORMATION: SECONDARY 13.6A, QA/QC DOCUMENT REQUIRED: CO/CQ | NA | 028-H-051 023-H-301 | TIC | SET | 14414.4 | 374774400 | 1 | 374774400 | 1 | 374774400 | 1 | 374774400 | - To delivery by year 2026 | 1
44 | 2020657656 | TRANSFORMER, VT, TYPE: DRY TYPE, RATED FREQUENCY: 50/60 HZ, PHASE: 1 PHASE, VT RATIO: 690/110VAC, ACCURACY CLASS: 0.1/0.5, BURDEN: 300VA, MANUFACTURER: TIC, QA/QC DOCUMENT REQUIRED: CO/CQ | NA | 028-H-051 023-H-301 | TIC | SET | 14414.4 | 374774400 | 1 | 374774400 | 1 | 374774400 | 1 | 374774400 | - To delivery by year 2026 | 1
45 | 2020657658 | TRANSFORMER, VT, TYPE: DRY TYPE, RATED FREQUENCY: 50/60 HZ, PHASE: 1 PHASE, VT RATIO: 690/110VAC, ACCURACY CLASS: 0.1/0.5, BURDEN: 50VA, MANUFACTURER: TIC, QA/QC DOCUMENT REQUIRED: CO/CQ | NA | 028-H-051 023-H-301 | TIC | SET | 14414.4 | 374774400 | 1 | 374774400 | 1 | 374774400 | 1 | 374774400 | - To delivery by year 2026 | 1
46 | 2020657897 | PANEL, ELECTRICAL, PARTS, ITEM: TRANSFORMER, PART NUMBER: CL 2000VA, OEM DRAWING NUMBER: VM2153-304-A-009, POSITION NUMBER: PAGE 5, EQPT MANUFACTURER: TIC, ADDITIONAL INFORMATION: 690VAC/230VAC, TYPE CL 2000VA RATING, FREQ 50/60 HZ, SECONDARY 8.69A, QA/QC DOCUMENT REQUIRED: CO/CQ | CL 2000VA | 041-H-011 | TIC | EA | 1681.68 | 43723680 | 1 | 43723680 |  | 0 |  | 0
47 | 2021100070 | PANEL, ELECTRICAL, PARTS, ITEM: CONTROLLER, ITEM TYPE: TEMPERATURE CONTROLLER, PART NUMBER: PM6L1AJ-AAAAAAA, OEM DRAWING NUMBER: VM215A-002-A-201-53, POSITION NUMBER: 13, EQPT MANUFACTURER: WATLOW, QA/QC DOCUMENT REQUIRED: CO/CQ | PM6L1AJ-AAAAAAA | 043-H-101; 043-H-102; 043-H-103; 043-H-104; 043-H-105 | WATLOW | PC | 1681.68 | 43723680 | 2 | 87447360 |  | 0 |  | 0
48 | 2020600810 | TRANSFORMER, PARTS, ITEM: FLOAT, ITEM TYPE: FLOATING BALL, SIZE: LEN 28MM X OD 28MM X ID 8-9.5MM, MATERIAL: STAINLESS STEEL, OEM DRAWING NUMBER: D140168, POSITION NUMBER: 73, QA/QC DOCUMENT REQUIRED: CO/CQ |  | 022-F-201-CP01, 022-F-201-CP02, 022-F-201-CP03, 022-F-201-CP04, 022-F-201-CP05, 022-F-201-CP06, 022-F-201-CP07, 022-F-201-CP08, 022-F-201-CP09, 022-F-201-CP10, 022-F-201-CP11, 022-F-201-CP12, 022-F-201-CP13, 022-F-201-CP14, 022-F-201-CP15, 022-F-201-CP16, 022-F-201-CP17, 022-F-201-CP18, 022-F-201-CP19, 022-F-201-CP20, 022-F-201-CP21, 022-F-201-CP22, 022-F-201-CP23, 022-F-201-CP24, 022-F-201-CP25, 022-F-201-CP26, 022-F-201-CP27, 022-F-201-CP28, 022-F-201-CP29, 022-F-201-CP30 | NWL | PC | 170.39 | 4430140 | 35 | 155054900 |  | 0 |  | 0 | Replace due to It is required by MOC-MTC-022-2025-0684, due date Dec 2025
49 | 2020555799 | TRANSFORMER, PARTS, ITEM: LEVEL SWITCH, ITEM TYPE: OIL LEVEL SWITCH MOUNTING PROVISION, PART NUMBER: 114783, OEM DRAWING NUMBER: D140168, POSITION NUMBER: 72, EQPT MANUFACTURER: NWL, QA/QC DOCUMENT REQUIRED: CO/CQ | 114783 | 022-F-201-CP01, 022-F-201-CP02, 022-F-201-CP03, 022-F-201-CP04, 022-F-201-CP05, 022-F-201-CP06, 022-F-201-CP07, 022-F-201-CP08, 022-F-201-CP09, 022-F-201-CP10, 022-F-201-CP11, 022-F-201-CP12, 022-F-201-CP13, 022-F-201-CP14, 022-F-201-CP15, 022-F-201-CP16, 022-F-201-CP17, 022-F-201-CP18, 022-F-201-CP19, 022-F-201-CP20, 022-F-201-CP21, 022-F-201-CP22, 022-F-201-CP23, 022-F-201-CP24, 022-F-201-CP25, 022-F-201-CP26, 022-F-201-CP27, 022-F-201-CP28, 022-F-201-CP29, 022-F-201-CP30 | NWL | PC | 588.2353 | 15294117.6471 | 5 | 76470588.2353 | 5 | 76470588.2353 |  | 0 | Replace due to It is required by PM
50 | 2020555800 | TRANSFORMER, PARTS, ITEM: LEVEL SWITCH, ITEM TYPE: OIL LEVEL SWITCH ASSEMBLY, PART NUMBER: 139764, OEM DRAWING NUMBER: D140168, POSITION NUMBER: 73, EQPT MANUFACTURER: NWL, ADDITIONAL INFORMATION: W/EXT FLOAT ARM, QA/QC DOCUMENT REQUIRED: CO/CQ | 139764 | 022-F-201-CP01, 022-F-201-CP02, 022-F-201-CP03, 022-F-201-CP04, 022-F-201-CP05, 022-F-201-CP06, 022-F-201-CP07, 022-F-201-CP08, 022-F-201-CP09, 022-F-201-CP10, 022-F-201-CP11, 022-F-201-CP12, 022-F-201-CP13, 022-F-201-CP14, 022-F-201-CP15, 022-F-201-CP16, 022-F-201-CP17, 022-F-201-CP18, 022-F-201-CP19, 022-F-201-CP20, 022-F-201-CP21, 022-F-201-CP22, 022-F-201-CP23, 022-F-201-CP24, 022-F-201-CP25, 022-F-201-CP26, 022-F-201-CP27, 022-F-201-CP28, 022-F-201-CP29, 022-F-201-CP30 | NWL | PC | 588.2353 | 15294117.6471 | 5 | 76470588.2353 | 5 | 76470588.2353 |  | 0 | Replace due to It is required by PM
51 | 2020657651 | SCR, MANUFACTURER: POWER PRODUCTS INTERNATIONAL LTD, MODEL / PART NUMBER: 3103046C TSE-10H2-45, TYPE: PRESSPACK, INPUT VOLTAGE: 690 VAC, OUTPUT VOLTAGE: 690 VAC, RATED POWER: 918 KW, RATED CURRENT: 1425 A, ADDITIONAL INFORMATION: CODE: 3103046C TSE-10H2-45, SCR: MST1554C22, DIODE: (DVTHV2-681), FUSE: 2x TTF800-P300071, DWG .No: 21-1514/45 4524, QA/QC DOCUMENT REQUIRED: CO/CQ | 3103046C TSE-10H2-45 | 041-H-011 023-H-301 | POWER PRODUCTS INTERNATIONAL LTD | SET |  |  |  |  | 1
52 | 2020757824 | RELAY, SAFETY RELAY, RT6 24VDC,MANUF: ABB , PART# 2TLA010026R0000, FOR 041-H-011, DRWG: VM2153-304-A-009 | 2TLA010026R0000 | 041-H-011 | ABB | EA |  |  |  |  | 1
53 | 2020757825 | RELAY, MANUF: OMRON, PART# MY4IN 220/240VAC, FOR 041-H-011, DRWG: VM2153-304-A-009 | MY4IN 220/240VAC | 041-H-011 | OMRON | EA |  |  |  |  | 1
54 | 2020757826 | RELAY, MANUF: OMRON, PART#MY4IN 24DC, FOR 041-H-011, DRWG: VM2153-304-A-009 | MY4IN 24DC | 041-H-011 | OMRON | EA |  |  |  |  | 1
55 | 2021057723 | CONTROLLER, EFTU TRIP UNIT, 700403004, 023-H-301, CHROMALOX | 700403004 | 023-H-301 | CHROMALOX | PC |  |  |  |  | 1
56 | 2020657894 | FUSE, 690VAC 800A, 69 URD 32 TTF 0800, MANUF: MERSEN, PART # PC32UD69V800TF, FOR 041-H-011, DRWG: VM2153-304-A-009 | PC32UD69V800TF | 041-H-011 | MERSEN | EA |  |  |  |  | 3
57 | 2020657895 | FUSE, 690VAC 315A , 80KA , KORROSIONSTEST ,MANUF: FERRAZ SHAWMUT,PART# NH2GG69V315, FOR 041-H-011, DRWG: VM2153-304-A-009 | NH2GG69V315 | 041-H-011 | FERRAZ SHAWMUT | EA |  |  |  |  | 3
58 | 2020611481 | OEM, FUSE, 500VAC 2A, 10 X 38MM, CERAMIC CARTRIDGE FUSE, PART# C10G2, FOR 041-H-011, MANUF: BUSSMANN | C10G2 | 041-H-011 023-H-301 028-H-051 130-H-001 041-H-011-EHP | BUSSMANN | PC |  |  |  |  | 3
59 | 2020611482 | OEM, FUSE, 500VAC 4A, 10MM X 38MM, CERAMIC CARTRIDGE FUSE, MANUF: BUSSMANN, PART#: C10G4 | C10G4 | 041-H-011 023-H-301 028-H-051 130-H-001 041-H-011-EHP | BUSSMANN | PC |  |  |  |  | 3
60 | 2020611483 | OEM, FUSE, 500VAC 16A, 10MM X 38MM, CERAMIC CARTRIDGE FUSE, MANUF: BUSSMANN, PART#: C10G16 | C10G16 | 041-H-011 023-H-301 028-H-051 130-H-001 041-H-011-EHP | BUSSMANN | PC |  |  |  |  | 3
61 | 2020657896 | FUSE, 690VAC 10A, CERAMIC CARTRIDGE FUSE, 14 X 51MM, MANUF: BUSSMANN, PART# C14G10, FOR 041-H-011, DRWG: VM2153-304-A-009 | C14G10 | 041-H-011 | BUSSMANN | EA |  |  |  |  | 3
62 | 2020657692 | FUSE, MODEL: C14G2, AC CYLINDRICAL FUSE, 2 AMP (2A) GG 690V, 14X51MM, MANUF: BUSSMANN, FOR ESP TXR RECTIFIER | C14G2 | 041-H=011 111-EP-111-A01 111-EP-111-A02 111-EP-121-A01 111-EP-121-A02 111-EP-131-A01 111-EP-131-A02 111-EP-141-A01 111-EP-141-A02 | BUSSMANN | PC |  |  |  |  | 3
63 | 2020657634 | OEM, FUSE, TYPE C14G4, 4A, 690V, 14X51MM, PN: 68264251, FOR LV VSD, MANUF: ABB, DWG NO. VG2158-108-B-013 | 68264251 | 041-H-011 | ABB | PC |  |  | 2 |  | 3
64 | 2020907038 | THERMOSTAT RITTAL RITTAL SK 3110.000, 24/48/60/115/230 V AC, PART#: SK 3110.000, MANUF: RITTAL, FOR 023-H-301; 028-H-051, DRAWG: VJ2153-304-A-019/037 | SK 3110.000 | 041-H-011 023-H-301 028-H-301 | RITTAL | PC | [6 empty] | 1
65 | 2095621408 | MODULE, INSTRUMENT, TYPE / FUNCTION: REPEATER POWER SUPPLY, MANUFACTURER: MTL, MODEL / PART NUMBER: MTL5541, QA/QC DOCUMENT REQUIRED: CO,CQ | MTL5541 | 041-H-011 | MTL | #N/A | [6 empty] | 1
66 | 2020457617 | LED, GREEN, MANUF: SCHNEIDER, PART#: ZB4BVG3, FOR 041-H-011, DRWG: VM2153-304-A-700 | ZB4BVG3 | 041-H-011 | SCHNEIDER | EA | [6 empty] | 1
67 | 2020457618 | LED,YELLOW,MANUF: SCHNEIDER, PART# ZB4BVG5, FOR 041-H-011, DRWG: VM2153-304-A-700 | ZB4BVG5 | 041-H-011 | SCHNEIDER | EA | [6 empty] | 1
68 | 2020457619 | LED, RED, MANUF:SCHNEIDER, PART# ZB4BVG4, FOR 041-H-011, DRWG: VM2153-304-A-700 | ZB4BVG4 | 041-H-011 | SCHNEIDER | EA | [6 empty] | 1
69 | 2020657898 | SCR, SILICON-CONTROLLED RECTIFIER, THYRO-PX 3-POLE 500HF, MANUF: AEG/GERMANY, PART# 3PX690-500HF, FOR 043-H-101, DRWG: VM215A-002-A-201-55 | 3PX690-500HF | 043-H-101 | AEG/GERMANY | EA | [6 empty] | 1
70 | 2020657899 | CURRENT TRANSFORMER, KBM-05 500/5A 15VA, MANUF:L IGHT STAR, PART# KBM-05-500/5A-15VA, FOR 043-H-101, DRWG: VM215A-002-A-201-55 | KBM-05-500/5A-15VA | 043-H-101 | L IGHT STAR | EA | [6 empty] | 1
71 | 2020657900 | FUSE, 690V, 1A ,14MM X 51MM, MANUF#.FERRAZ SHAWMUT, PART#. FR14GG69V1, FOR 043-H-101~105, DRWG: VM215A-002-A-201-55 | FR14GG69V1 | 043-H-101 043-H-102 043-H-103 043-H-104 043-H-105 | FERRAZ SHAWMUT | EA | [6 empty] | 1
72 | 2020657901 | FUSE, 690V,160A,NH00 AM 160A/690V,MANUF: .ETI, PART# 004111736, FOR 043-H-101/103, DRWG: VM215A-002-A-201-55, VM215A-002-A-203-55 | 4111736 | 043-H-101 043-H-102 043-H-103 043-H-104 043-H-105 | ETI | EA | [6 empty] | 3
73 | 2020657902 | FUSE, 690V,630A, 2BKN/50, MANUF: BUSSMANN ,PART# 170M5462, FOR 043-H-101, DRWG: VM215A-002-A-201-55 | 170M5462 | 043-H-101 | BUSSMANN | EA | [6 empty] | 3
74 | 2060120011 | GROUND FAULT RELAY, MANUF: DEESYS, PART# DGF-D11F, FOR 043-H-101/102/103/104/105, DRWG: VM215A-002-A-201-55~ VM215A-002-A-205-55 | DGF-D11F | 043-H-101 043-H-102 043-H-103 043-H-104 043-H-105 | DEESYS | EA | [6 empty] | 1
75 | 2020757827 | CONTACTOR, AF460 (COIL 230VAC), AF460-30-22 100-250V 50/60HZ / 100-250V DC CONTACTOR, MANUF: ABB, PART# 1SFL597001R7022, FOR 043-H-101, DRWG: VM215A-002-A-201-55 | 1SFL597001R7022 | 043-H-101 | ABB | EA | [6 empty] | 1
76 | 2020757828 | RELAY, 4PDT 220 VAC ,SZR-MY4-N1 230VAC, MANUF: HONEYWELL, PART#: SZR-MY4-N1-AC220V | SZR-MY4-N1-AC220V | 043-H-101 043-H-102 043-H-103 043-H-104 043-H-105 | HONEYWELL | EA | [6 empty] | 1
77 | 2020657903 | CURRENT TRANSFORMER, KBM-03 300/5A 15VA, CLASS 3.0, MANUF#.LIGHT STAR, PART#.KBM-03-300/5A-15VA, FOR 043-H-102, DRWG: VM215A-002-A-202-55 | KBM-03-300/5A-15VA | 043-H-102 | LIGHT STAR | EA | [6 empty] | 3
78 | 2020657904 | CURRENT TRANSFORMER, KBM-03 100/5A 5VA CLASS 3.0, FREQUENCY 50/60HZ, MAX VOLT 1.15KV, MANUF: LIGHT STAR, PART#KBM-03-100/5A-5VA, FOR 043-H-102, 043-H-104, DRWG: VM215A-002-A-202-55 | KBM-03-100/5A-5VA | 043-H-102 043-H-104 | LIGHT STAR | EA |  |  |  |  | 3
79 | 2020657905 | CURRENT TRANSFORMER, KBM-03 150/5A 5VA, CLASS 3.0, 50/60 HZ, MAX VOLT 1.15KV, MANUF: LIGHT STAR, PART#KBM-03-150/5A-5VA, FOR 043-H-102, DRWG: VM215A-002-A-202-55 | KBM-03-150/5A-5VA | 043-H-102 | LIGHT STAR | EA |  |  |  |  | 3
80 | 2020657906 | SCR, SILICON-CONTROLLED RECTIFIER, THYRO-PX 3-POLE 300HF, 3PX690-300HF, U=690V I=300A 3~ RELAY OUT: 4A 250V, MANUF: AEG/GERMANY, PART# 3PX690-300HF, FOR 043-H-102, DRWG: VM215A-002-A-202-55 | 3PX690-300HF | 043-H-102 | AEG/GERMANY | EA |  |  |  |  | 1
81 | 2020657907 | FUSE 690V,350A, CLASS AR, IR=200KA, M300046, MANUF: FERRAZSHAWMUT, PART # PC31UD69V350TF, FOR 043-H-102, DRWG: VM215A-002-A-202-56 | PC31UD69V350TF | 043-H-102 | FERRAZSHAWMUT | EA |  |  |  |  | 1
82 | 2020657908 | PORTENTIAL TRANSFORMER, 3 PHASE- 690/110VAC, 25VA X 2, CLASS 1.0, FREQ 50HZ, MANUF: LIGHT STAR, PART#: KB0-20, FOR 043-H-101~105, DRWG: VM215A-002-A-202-55 | KB0-20 | 043-H-101 043-H-102 043-H-103 043-H-104 043-H-105 | LIGHT STAR | EA |  |  |  |  | 1
83 | 2020757830 | RELAY, SZR-LY2-N1 230VAC, MANUF: HONEYWELL, PART# SZR-LY2-N1-AC220V, FOR 043-H-101~105, DRWG: VM215A-002-A-201-55 | SZR-LY2-N1-AC220V | 043-H-101 043-H-102 043-H-103 043-H-104 043-H-105 | HONEYWELL | EA |  |  |  |  | 1
84 | 2020757831 | RELAY, 4PDT 24VDC, MANUF:HONEYWELL, PART# SZR-MY4-N1-DC24V, FOR 043-H-101~105, DRWG: VM215A-002-A-201-55 | SZR-MY4-N1-DC24V | 043-H-101 043-H-102 043-H-103 043-H-104 043-H-105 | HONEYWELL | EA |  |  |  |  | 1
85 | 2020657909 | FUSE, 690V- 80A ,NH00 AM 80A/690V, MANUF# ETI, PART#. 004182413, FOR 043-H-102, DRWG: VM215A-002-A-202-55 | 4182413 | 043-H-102 | ETI | EA |  |  |  |  | 1
86 | 2020757832 | CONTACTOR, AF 1250 (COIL 230VAC) AF1250-30-22-70, MANUF#ABB, PART# 1SFL647001R7022, FOR 043-H-103, DRWG: VM215A-002-A-2013-55 | 1SFL647001R7022 | 043-H-103 | ABB | EA |  |  |  |  | 3
87 | 2020657910 | CURRENT TRANSFORMER, KBM-05 1000/5A 40VA, CLASS 1.0, FREQUENCY 50/60 HZ, MAX VOLT 1.15KV, MANUF: DEESYS, PART#KBM-05-1-40VA-1000/5A, FOR 043-H-103, DRWG: VM215A-002-A-203-55 | KBM-05-1-40VA-1000/5A | 043-H-103 | DEESYS | EA | [6 empty] | 1
88 | 2020657911 | SCR, SILICON-CONTROLLED RECTIFIER, THYRO-PX 3-POLE 780HF, U=690V I=780A 3~ RELAY OUT: 4A 250V, MANUF: AEG/GERMANY, PART# 3PX690-780HF, FOR 043-H-103, DRWG: VM215A-002-A-203-55 | 3PX690-780HF | 043-H-103 | AEG/GERMANY | EA | [6 empty] | 1
89 | 2020657912 | FUSE,690V-6A, CH14X51 GG , MANUF#ETI, PART# 002630005, FOR 043-H-101~105, DRWG: VM215A-002-A-203-55 | 002630005 | 043-H-101 043-H-102 043-H-103 043-H-104 043-H-105 | ETI | EA | [6 empty] | 3
90 | 2060120017 | ZERO PHASE CURRENT, INSIDE DIA.100Ø, RATED CURR. 800A, PRIMARY/SECONDARY: 200MA/100MV, MANUF: DEESYS, PART#: DZR-100, FOR 043-H-102/104/105, DRW#: VM215A-002-A-202-55 | DZR-100 | 043-H-102 043-H-104 043-H-105 | DEESYS | EA | [6 empty] | 1
91 | 2020657913 | CURRENT TRANSFORMER, KBM-03 200/5A 15VA CLASS 1.0, FREQUENCY 50/60 HZ, MAX VOLT 1.15KV, MANUF:LIGHT STAR, PART # KBM-03-1-15VA-200/5A, FOR 043-H-104, DRWG: VM215A-002-A-204-55 | KBM-03-1-15VA-200/5A | 043-H-104 | LIGHT STAR | EA | [6 empty] | 1
92 | 2020657914 | CURRENT TRANSFORMER, KBM-03 120/5A 5VA CLASS 1.0, FREQUENCY 50/60 HZ, MAX.VOLT 1150V, MANUF:LIGHT STAR, PART # KBM-03-1-15VA-200/5A, FOR 043-H-104, DRWG: VM215A-002-A-204-55 | KBM-03-1-15VA-200/5A | 043-H-104 | LIGHT STAR | EA | [6 empty] | 1
93 | 2020657917 | FUSE, 690V- 100A, NV00 NH00, 100KA, 100A AM, IEC /EN 60269, DIN 43620, MANUF: ETI, PART# 4182414, FOR 043-H-104~105, DRWG: VM215A-002-A-204-55 | 4182414 | 043-H-104 043-H-105 | ETI | EA | [6 empty] | 1
94 | 2020757834 | CONTACTOR, AF 185 (COIL 230V.AC), AF185-30-22-70, MANUF: ABB, PART# 1SFL497001R7022, FOR 043-H-105, DRWG: VM215A-002-A-205-55 | 1SFL497001R7022 | 043-H-105 | ABB | EA | [6 empty] | 1
95 | 2020657915 | SCR, SILICON-CONTROLLED RECTIFIER, THYRO-PX 3-POLE 200HF, 3PX690- 200HF, U=690V I=200A 3~ RELAY OUT: 4A 250V, MANUF: AEG/GERMANY, PART # 3PX690-200HF ASM, FOR 043-H-104, 043-H-105, DRWG: VM215A-002-A-204-55, VM215A-002-A-205-55 | 3PX690-200HF ASM | 043-H-104 043-H-105 | AEG/GERMANY | EA | [6 empty] | 1
96 | 2020657918 | FUSE, 500V 2A GG ,80KA, 10*38MM, MANUF: KACON, PART#KFS-B02, FOR 043-H-101~105, DRWG: VM215A-002-A-201-55 | KFS-B02 | 043-H-101 043-H-102 043-H-103 043-H-104 043-H-105 | KACON | EA | [6 empty] | 3
97 | 2020657919 | FUSE, 690VAC URD,630A, CLASS AR,X300078, MANUF: FERRAZSHAMUT, PART#PC33UD69V630TF, FOR 043-H-103, DRWG: VM215A-002-A-203-55 | PC33UD69V630TF | 043-H-103 | FERRAZSHAMUT | EA | [6 empty] | 3
98 | 2020950670 | FAN, 230V, 50/60 HZ, 0.29/0.35A, 64/80W, SCR VENTILATION FAN, PART#: W2E200-HK38-01, MANUF: EBMPAPST | W2E200-HK38-01 | 043-H-101 | EBMPAPST | PC | [6 empty] | 1
99 | 2020900029 | METER, MULTI-MEASUREMENT, PART#: DIRIS A40, 110-400VAC, FOR 028-H-051, MANUF: SOCOMEC | DIRIS A40 | 041-H-011 028-H-051 | SOCOMEC | SET | [6 empty] | 1
100 | 2020500110 | SWITCH, SS-5GL-F 5A 125VAC 3A 250VAC, MANUFACTURER: OMRON, PART# SS-5GL-F | SS-5GL-F | SSP06-EHP-401 SSP06-EHP-402 SSP06-EHP-404 SSP06-EHP-405 | OMRON | EA | [6 empty] | 1
IV | OVERHEAD CRANE'S SPARE PARTS - 022-CR-101, 023-CR-301, 023-CR-001, 028-CR-201
1 | 2050811864 | CRANE, PARTS, ITEM: BRAKE, ITEM TYPE: DISK BRAKE, PART NUMBER: 52318421, POSITION NUMBER: HOIST MOTOR, EQPT MANUFACTURER: KONECRANE, ADDITIONAL INFORMATION: CRANE SERIAL NO. 10576151/ HOIST TYPE: EXCXT60420200P64EJD0S; 10599759/ HOIST TYPE: EXCXT60420200P64EHD0S; 10604373/ HOIST TYPE: EXCXT70620600P64END0S, QA/QC DOCUMENT REQUIRED: QA/QC DOCUMENT | 52318421 | 022-CR-101 023-CR-301 023-CR-001 | KONECRANE | PC |  | 196768000 | 2 | 393536000 | 1 | 196768000 | 2 | 393536000 | Replace due to It is required by OEM To delivery in year 2026
2 | 2000203717 | CRANE, PARTS, ITEM: BRAKE, ITEM TYPE: DISK BRAKE, PART NUMBER: 52318424, POSITION NUMBER: BRIDGE MOTOR & TRAVELLING MOTOR, EQPT MANUFACTURER: KONECRANE, ADDITIONAL INFORMATION: CRANE SERIAL NO. 10576151/ HOIST TYPE: EXCXT60420200P64EJD0S; 10599759/ HOIST TYPE: EXCXT60420200P64EHD0S; 10603527/ HOIST TYPE: EXCXT60420220032P56EDD0S, QA/QC DOCUMENT REQUIRED: QA/QC DOCUMENT | 52318424 | 022-CR-101 023-CR-301 028-CR-201 | KONECRANE | PC |  | 38896000 | 2 | 77792000 | 1 | 38896000 | 2 | 77792000 | Replace due to It is required by OEM - To delivery by year 2026
3 | 2000203718 | CRANE, PARTS, ITEM: BRAKE, ITEM TYPE: DISK BRAKE, PART NUMBER: 52319001, POSITION NUMBER: TRAVELLING MOTOR, EQPT MANUFACTURER: KONECRANE, ADDITIONAL INFORMATION: CRANE SERIAL NO. 10576151/ HOIST TYPE: EXCXT60420200P64EJD0S, QA/QC DOCUMENT REQUIRED: QA/QC DOCUMENT | 52319001 | 022-CR-101, 023-CR-301 | KONECRANE | PC |  | 80080000 | 2 | 160160000 | 1 | 80080000 | 1 | 80080000 | Replace due to It is required by OEM - To delivery by year 2026
4 | 2000203719 | CRANE, PARTS, ITEM: BRAKE, ITEM TYPE: DISK BRAKE, PART NUMBER: 52329589, POSITION NUMBER: BRIDGE MOTOR & TRAVELLING MOTOR, EQPT MANUFACTURER: KONECRANE, ADDITIONAL INFORMATION: CRANE SERIAL NO. 10604373/ HOIST TYPE: EXCXT70620600P64END0S, QA/QC DOCUMENT REQUIRED: QA/QC DOCUMENT | 52329589 | 023-CR-001 | KONECRANE | PC |  | 114400000 | 1 | 114400000 | 1 | 114400000 |  | 0 | Replace due to It is required by OEM - To delivery by year 2026
5 | 2050811845 | CRANE, PARTS, ITEM: BRAKE, ITEM TYPE: DISK BRAKE, PART NUMBER: 52318420, POSITION NUMBER: HOIST MOTOR, EQPT MANUFACTURER: KONECRANE, ADDITIONAL INFORMATION: CRANE SERIAL NO. 10603527/ HOIST TYPE: EXCXT60420220032P56EDD0S, QA/QC DOCUMENT REQUIRED: QA/QC DOCUMENT | 52318420 | 028-CR-201 | KONECRANE | PC |  | 183040000 | 1 | 183040000 | 1 | 183040000 |  | 0 | Replace due to It is required by OEM - To delivery by year 2026
6 | 2000203720 | CRANE, PARTS, ITEM: BRAKE, ITEM TYPE: DISK BRAKE, PART NUMBER: 52318428, POSITION NUMBER: BRIDGE MOTOR, EQPT MANUFACTURER: KONECRANE, ADDITIONAL INFORMATION: CRANE SERIAL NO. 10603527/ HOIST TYPE: EXCXT60420220032P56EDD0S, QA/QC DOCUMENT REQUIRED: QA/QC DOCUMENT | 52318428 | 028-CR-201 | KONECRANE | PC |  | 183040000 | 1 | 183040000 | 1 | 183040000 |  | 0 | Replace due to It is required by OEM - To delivery by year 2026
7 | 2020500817 | CONTROLLER, 9-36VDC, 8A, 14 INPUT/4 OUTPUT, IP67, P/N #: 11130919, Model #: MC024-110, SAMGONG | 11130919 | 200-Y-004/005/006/007-CP002 | SAMGONG | SET | 4586 | 119236000 | 5 | 596180000 | 5 | 596180000 |  | 0 | Replace due to It is required by OEM - To delivery by year 2026
V | MCC'S SPARE PARTS FOR PPU'S EXTRUDER - 061-MCC-601 & 061-MCC-602
1 | TBU | INVERTER, 4KW, FC-302P4K0-T5-E20-H1-XGXXXX , P/N: 131B0040, MANUFACTURE: DANFOSS | FC-302P4K0-T5-E20-H1-XGXXXX | 061-MCC-601 061-MCC-602 | DANFOSS | SET |  |  |  | 0 | 2 | 0 |  | 0 | Spare part for MCC's Extruder
2 | TBU | INVERTER, 1.1KW, FC-302P1K1-T5-E20-H1-XGXXXX ,P/N: 131B0036, MANUFACTURE: DANFOSS | FC-302P1K1-T5-E20-H1-XGXXXX | 061-MCC-601 061-MCC-602 | DANFOSS | SET |  |  |  | 0 | 2 | 0 |  | 0 | Spare part for MCC's Extruder
3 | TBU | 3PH AUTOMATIC CIRCUIT BREAKER, 5SY6302-7, 2A, C, SIEMENS | 5SY6302-7 | 061-MCC-601 061-MCC-602 | SIENSENS | PC |  |  |  | 0 | 2 | 0 |  | 0 | Spare part for MCC's Extruder
4 | TBU | 2PH AUTOMATIC CIRCUIT BREAKER, 5SY4206-8, 6A, D, SIEMENS | 5SY4206-8 | 061-MCC-601 061-MCC-602 | SIENSENS | PC |  |  |  | 0 | 2 | 0 |  | 0 | Spare part for MCC's Extruder
5 | TBU | 1PH AUTOMATIC CIRCUIT BREAKER, 5SY6106-7, 6A, C, SIEMENS | 5SY6106-7 | 061-MCC-601 061-MCC-602 | SIENSENS | PC |  |  |  | 0 | 2 | 0 |  | 0 | Spare part for MCC's Extruder
6 | TBU | 2PH AUTOMATIC CIRCUIT BREAKER, 5SY4202-8, 2A, D, SIEMENS | 5SY4202-8 | 061-MCC-601 061-MCC-602 | SIENSENS | PC |  |  |  | 0 | 2 | 0 |  | 0 | Spare part for MCC's Extruder
7 | TBU | 1PH AUTOMATIC CIRCUIT BREAKER, 5SY6102-7, 2A, C, SIEMENS | 5SY6102-7 | 061-MCC-601 061-MCC-602 | SIENSENS | PC |  |  |  | 0 | 2 | 0 |  | 0 | Spare part for MCC's Extruder
8 | TBU | WHITE LAMP, 3SB3252-6AA60, 230Vac, SIEMENS | 3SB3252-6AA60 | 061-MCC-601 061-MCC-602 | SIENSENS | PC |  |  |  | 0 | 2 | 0 |  | 0 | Spare part for MCC's Extruder
9 | TBU | LAMPHOLDERS+WHITE LED, 3SB3400-1RE, 230Vac, SIEMENS | 3SB3400-1RE | 061-MCC-601 061-MCC-602 | SIENSENS | PC |  |  |  | 0 | 2 | 0 |  | 0 | Spare part for MCC's Extruder
10 | TBU | 3PH AUTOMATIC CIRCUIT BREAKER, 3VL1703-2DA33-0AA0, 32A, 55kA, SIEMENS | 3VL1703-2DA33-0AA0 | 061-MCC-601 061-MCC-602 | SIENSENS | PC |  |  |  | 0 | 2 | 0 |  | 0 | Spare part for MCC's Extruder
11 | TBU | BLACK ROTATIVE HANDLE, 3VL9300-3HF05, SIEMENS | 3VL9300-3HF05 | 061-MCC-601 061-MCC-602 | SIENSENS | PC |  |  |  | 0 | 2 | 0 |  | 0 | Spare part for MCC's Extruder
12 | TBU | TERMINALS COVER CAP, 3VL9300-8CB30, n°2, SIEMENS | 3VL9300-8CB30 | 061-MCC-601 061-MCC-602 | SIENSENS | PC |  |  |  | 0 | 2 | 0 |  | 0 | Spare part for MCC's Extruder
13 | TBU | MIN.COIL, 3VL9400-1UH00, 220-250Vac, SIEMENS | 3VL9400-1UH00 | 061-MCC-601 061-MCC-602 | SIENSENS | PC |  |  |  | 0 | 2 | 0 |  | 0 | Spare part for MCC's Extruder
14 | TBU | EXTENSION, 8UC6082, L=600mm 8x8mm, SIEMENS | 8UC6082 | 061-MCC-601 061-MCC-602 | SIENSENS | PC |  |  |  | 0 | 2 | 0 |  | 0 | Spare part for MCC's Extruder
15 | TBU | TRANSFORMER, SMU/4013, 1000VA, 400Vac / 230Vac, VARAT | SMU/4013 | 061-MCC-601 061-MCC-602 | VARAT | PC |  |  |  | 0 | 1 | 0 |  | 0 | Spare part for MCC's Extruder
16 | TBU | TRANSFORMER, SMU/4009, 400VA, 400Vac / 230Vac, VARAT | SMU/4009 | 061-MCC-601 061-MCC-602 | VARAT | PC |  |  |  | 0 | 1 | 0 |  | 0 | Spare part for MCC's Extruder
17 | TBU | THERMOSTAT, SK 3110000, RITTAL | SK 3110000 | 061-MCC-601 061-MCC-602 | RITTAL | PC |  |  |  | 0 | 1 | 0 |  | 0 | Spare part for MCC's Extruder
18 | TBU | 2PH AUTOMATIC CIRCUIT BREAKER, 5SY6202-7, 2A, C, SIEMENS | 5SY6202-7 | 061-MCC-601 061-MCC-602 | SIENSENS | PC |  |  |  | 0 | 2 | 0 |  | 0 | Spare part for MCC's Extruder
19 | TBU | FAN, SK 3149420, 216...254VAC, RITTAL | SK 3149420 | 061-MCC-601 061-MCC-602 | RITTAL | PC |  |  |  | 0 | 2 | 0 |  | 0 | Spare part for MCC's Extruder
20 | TBU | DIFFERENTIAL, 5SM3312-6, 30mA, 25A, SIEMENS | 5SM3312-6 | 061-MCC-601 061-MCC-602 | SIENSENS | PC |  |  |  | 0 | 2 | 0 |  | 0 | Spare part for MCC's Extruder
21 | TBU | 2PH AUTOMATIC CIRCUIT BREAKER, 5SY6204-7, 4A, C, SIEMENS | 5SY6204-7 | 061-MCC-601 061-MCC-602 | SIENSENS | PC |  |  |  | 0 | 2 | 0 |  | 0 | Spare part for MCC's Extruder
22 | TBU | CABINET LIGHTING LAMP, SZ 4138140, 230Vac, 14W, RITTAL | SZ 4138140 | 061-MCC-601 061-MCC-602 | RITTAL | PC |  |  |  | 0 | 2 | 0 |  | 0 | Spare part for MCC's Extruder
23 | TBU | DOOR SWITCH WITH CABLE, SZ 4315520, 600mm, RITTAL | SZ 4315520 | 061-MCC-601 061-MCC-602 | RITTAL | PC |  |  |  | 0 | 2 | 0 |  | 0 | Spare part for MCC's Extruder
24 | TBU | SELECTOR KEY, 3SB3000-4AD11, BK 2PoS, SIEMENS | 3SB3000-4AD11 | 061-MCC-601 061-MCC-602 | SIENSENS | PC |  |  |  | 0 | 2 | 0 |  | 0 | Spare part for MCC's Extruder
25 | TBU | AUX CONTACTS FOR 3SB3, 3SB3400-0B, 1L, SIEMENS | 3SB3400-0B | 061-MCC-601 061-MCC-602 | SIENSENS | PC |  |  |  | 0 | 2 | 0 |  | 0 | Spare part for MCC's Extruder
26 | TBU | POWER SUPPLY CABLE FOR LAMP, SZ 4315100, 3000mm, RITTAL | SZ 4315100 | 061-MCC-601 061-MCC-602 | RITTAL | PC |  |  |  | 0 | 2 | 0 |  | 0 | Spare part for MCC's Extruder
27 | TBU | LAMP TO LAMP CONNECTION CABLE, SZ 4315400, 600mm, RITTAL | SZ 4315400 | 061-MCC-601 061-MCC-602 | RITTAL | PC |  |  |  | 0 | 2 | 0 |  | 0 | Spare part for MCC's Extruder
28 | TBU | RELAY 4SPDT, MY4N-CR220240ACS-1, 250V, OMRON | MY4N-CR220240ACS-1 | 061-MCC-601 061-MCC-602 | OMRON | PC |  |  |  | 0 | 5 | 0 |  | 0 | Spare part for MCC's Extruder
29 | TBU | SOCKET, PYF14ANBY0MZ-168, 14P, OMRON | PYF14ANBY0MZ-168 | 061-MCC-601 061-MCC-602 | OMRON | PC |  |  |  | 0 | 5 | 0 |  | 0 | Spare part for MCC's Extruder
30 | TBU | BLACK PUSH-BUTTON, 3SB3000-0AA11, NO, SIEMENS | 3SB3000-0AA11 | 061-MCC-601 061-MCC-602 | SIENSENS | PC |  |  |  | 0 | 2 | 0 |  | 0 | Spare part for MCC's Extruder
31 | TBU | PTC RELAY, 3RN1011-1CK00, 184...253VAC, SIEMENS | 3RN1011-1CK00 | 061-MCC-601 061-MCC-602 | SIENSENS | PC |  |  |  | 0 | 2 | 0 |  | 0 | Spare part for MCC's Extruder
32 | TBU | CONTACTOR, 3RT2016-1AP01, 4kW, 230Vac, SIEMENS | 3RT2016-1AP01 | 061-MCC-601 061-MCC-602 | SIENSENS | PC |  |  |  | 0 |  | 0 | 2 | 0 | Spare part for MCC's Extruder
33 | TBU | AUTOMATIC CIRCUIT BREAKER, 3RV2011-1HA10, 5.5-8A, SIEMENS | 3RV2011-1HA10 | 061-MCC-601 061-MCC-602 | SIENSENS | PC |  |  |  | 0 |  | 0 | 2 | 0 | Spare part for MCC's Extruder
34 | TBU | AUXILIARY CONTACTS FOR 3RV10, 3RV2901-1B, 2L, SIEMENS | 3RV2901-1B | 061-MCC-601 061-MCC-602 | SIENSENS | PC |  |  |  | 0 |  | 0 | 2 | 0 | Spare part for MCC's Extruder
35 | TBU | MODULE ELECTRICAL AND MECHANI, 3RA1921-1DA00, SIEMENS | 3RA1921-1DA00 | 061-MCC-601 061-MCC-602 | SIENSENS | PC |  |  |  | 0 |  | 0 | 2 | 0 | Spare part for MCC's Extruder
36 | TBU | RELAY 2SPDT, G2R2SN230ACSNEW, 250V, OMRON | G2R2SN230ACSNEW | 061-MCC-601 061-MCC-602 | OMRON | PC |  |  |  | 0 |  | 0 | 5 | 0 | Spare part for MCC's Extruder
37 | TBU | SOCKET, P2RF08EBY0MZ-113, 8P, OMRON | P2RF08EBY0MZ-113 | 061-MCC-601 061-MCC-602 | OMRON | PC |  |  |  | 0 |  | 0 | 5 | 0 | Spare part for MCC's Extruder
38 | TBU | YELLOW LAMP, 3SB3001-6AA30, SIEMENS | 3SB3001-6AA30 | 061-MCC-601 061-MCC-602 | SIENSENS | PC |  |  |  | 0 |  | 0 | 2 | 0 | Spare part for MCC's Extruder
39 | TBU | LAMPHOLDERS+YELLOW LED, 3SB3400-1RA, 230Vac, SIEMENS | 3SB3400-1RA | 061-MCC-601 061-MCC-602 | SIENSENS | PC |  |  |  | 0 |  | 0 | 2 | 0 | Spare part for MCC's Extruder
40 | TBU | SELECTOR, 3SB3000-2DA11, 3 PoS. BK, SIEMENS | 3SB3000-2DA11 | 061-MCC-601 061-MCC-602 | SIENSENS | PC |  |  |  | 0 |  | 0 | 2 | 0 | Spare part for MCC's Extruder
41 | TBU | AUX CONTACTS FOR 3SB3, 3SB3400-0C, 1R, SIEMENS | 3SB3400-0C | 061-MCC-601 061-MCC-602 | SIENSENS | PC |  |  |  | 0 |  | 0 | 2 | 0 | Spare part for MCC's Extruder
42 | TBU | GREEN PUSH-BUTTON, 3SB3001-0AA41, NO, SIEMENS | 3SB3001-0AA41 | 061-MCC-601 061-MCC-602 | SIENSENS | PC |  |  |  | 0 |  | 0 | 2 | 0 | Spare part for MCC's Extruder
43 | TBU | LAMPHOLDERS+GREEN LED, 3SB3400-1RC, 230Vac, SIEMENS | 3SB3400-1RC | 061-MCC-601 061-MCC-602 | SIENSENS | PC |  |  |  | 0 |  | 0 | 2 | 0 | Spare part for MCC's Extruder
44 | TBU | AUTOMATIC CIRCUIT BREAKER, 3RV2011-1BA10, 1.4-2A, SIEMENS | 3RV2011-1BA10 | 061-MCC-601 061-MCC-602 | SIENSENS | PC |  |  |  | 0 |  | 0 | 2 | 0 | Spare part for MCC's Extruder
45 | TBU | PROGRAMMABLE ELECTRONIC RELAY, 3RR2141-1AA30, 1.6-16A, SIEMENS | 3RR2141-1AA30 | 061-MCC-601 061-MCC-602 | SIENSENS | PC |  |  |  | 0 |  | 0 | 2 | 0 | Spare part for MCC's Extruder
46 | TBU | CONTACTOR 3RT10 SIZE S0, 3RT1016-1AP01, 110VAC, 50-60Hz, 4kW 1L, SIEMENS | 3RT1016-1AP01 | 061-MCC-601 061-MCC-602 | SIENSENS | PC |  |  |  | 0 |  | 0 | 2 | 0 | Spare part for MCC's Extruder
47 | TBU | AUX CONTACTS FOR 3RT10, 3RH1921-1FA22, 2L + 2R, SIEMENS | 3RH1921-1FA22 | 061-MCC-601 061-MCC-602 | SIENSENS | PC |  |  |  | 0 |  | 0 | 2 | 0 | Spare part for MCC's Extruder
48 | TBU | AUTOMATIC CIRCUIT BREAKER, 3RV2011-0DA10, 0.22-0.32A, SIEMENS | 3RV2011-0DA10 | 061-MCC-601 061-MCC-602 | SIENSENS | PC |  |  |  | 0 |  | 0 | 2 | 0 | Spare part for MCC's Extruder
49 | TBU | AUXILIARY CONTACTS FOR 3RV10, 3RV2901-1E, 1L+1R, SIEMENS | 3RV2901-1E | 061-MCC-601 061-MCC-602 | SIENSENS | PC |  |  |  | 0 |  | 0 | 2 | 0 | Spare part for MCC's Extruder
50 | TBU | AUTOMATIC CIRCUIT BREAKER, 3RV2011-1DA10, 2.2-3.2A, SIEMENS | 3RV2011-1DA10 | 061-MCC-601 061-MCC-602 | SIENSENS | PC |  |  |  | 0 |  | 0 | 2 | 0 | Spare part for MCC's Extruder
51 | TBU | AUTOMATIC CIRCUIT BREAKER, 3RV2011-1GA10, 4.5-6.3A, SIEMENS | 3RV2011-1GA10 | 061-MCC-601 061-MCC-602 | SIENSENS | PC |  |  |  | 0 |  | 0 | 2 | 0 | Spare part for MCC's Extruder
52 | TBU | AUTOMATIC CIRCUIT BREAKER, 3RV2011-1EA10, 2.8-4A, SIEMENS | 3RV2011-1EA10 | 061-MCC-601 061-MCC-602 | SIENSENS | PC |  |  |  | 0 |  | 0 | 2 | 0 | Spare part for MCC's Extruder
VI | SPARE PARTS FOR PURGING SYSTEM OF MAKE-UP COMPRESSOR MOTOR - 020-KM-301A/B/C/D
1 | 2020808486 | BRUSH, EARTHING, TYPE: RAIL SWEEPER, SIZE: ~50MM, BRUSH MATERIAL: METAL, OVERALL LENGTH: ~ 60MM, ADDITIONAL INFORMATION: BRUSH FOR RAIL, OVERVIEW: ~LxWxH: 115x45x180MM INCLUDED SUPPORT, QA/QC DOCUMENT REQUIRED: CO, CQ |  | 155-A-0002G, 155-A-0002F | AUXEMA | PC |  | 48064617.3913 | 8 | 384516939.1304 | 2 | 96129234.7826 | 2 | 96129234.7826
2 | 2000101100 | PANEL, ELECTRICAL, MANUFACTURER: SCHNEIDER, MODEL: SM6-GAM2, RATED VOLTAGE: 6.6KV, RATED FREQUENCY: 50HZ, RATED CURRENT: 630A, QA/QC DOCUMENT REQUIRED: CO, CQ | SM6-GAM2 | 155-A-0002G-SG301, 155-A-0002F-SG301 | SCHNEIDER | PC |  |  |  | 0 | 1 | 0 |  | 0
3 | 2000101101 | FUSE, POWER, TYPE: FUSARC CF, RATED VOLTAGE: 6-12KV, RATED CURENT: 80A, BREAKING CAPACITY: 63KA, MODEL: 51006520M0, MANUFACTURER: SCHNEIDER, QA/QC DOCUMENT REQUIRED: CO, CQ | 51006520M0 | 155-A-0002G-SG301, 155-A-0002F-SG301 | SCHNEIDER | PC |  |  |  | 0 | 6 | 0 |  | 0
4 | 2000101102 | PANEL, ELECTRICAL, PARTS, ITEM: PRESSURE TRANSDUCER, HV SWGR SF-6, MODEL: GLI/LCD/D, OEM DRAWING NUMBER: VG215A-101-B-801, POSITION NUMBER: 5, EQPT MANUFACTURER: ELECTRONSYSTEM, QA/QC DOCUMENT REQUIRED: CO, CQ | GLI/LCD/D | 155-A-0002G-SG301, 155-A-0002F-SG301 | ELECTRONSYSTEM | SET |  | 29964717.3913 |  | 0 | 3 | 89894152.1739 |  | 0
5 | 2000101103 | PANEL, ELECTRICAL, PARTS, ITEM: CONTROL UNIT, F-351.PCL, OEM DRAWING NUMBER: VC2158-202-T-801, POSITION NUMBER: 1, EQPT MANUFACTURER: ELB, QA/QC DOCUMENT REQUIRED: CO, CQ |  | 020-KM-301A, 020-KM-301B, 020-KM-301C, 020-KM-301D | ELB | PC |  | 1211585210.8043 | 2 | 2423170421.6087 |  | 0 | 1 | 1211585210.8043 | - To delivery by year 2026 | 1
6 | 2000101104 | PANEL, ELECTRICAL, PARTS, ITEM: ENCLOSURE WITH GUB-01, OEM DRAWING NUMBER: VC2158-202-T-801, POSITION NUMBER: 2b, ADDITIONAL INFORMATION: INCLUDED OPTO RELAIS F-369, EQPT MANUFACTURER: ELB, QA/QC DOCUMENT REQUIRED: CO, CQ |  | 020-KM-301A, 020-KM-301B, 020-KM-301C, 020-KM-301D | ELB | PC |  | 199834700.2826 | 2 | 399669400.5652 |  | 0 | 2 | 399669400.5652 | - To delivery by year 2026 | 2
7 | 2000101105 | PANEL, ELECTRICAL, PARTS, ITEM: PRESSURE REGULATOR, OEM DRAWING NUMBER: VC2158-202-T-801, POSITION NUMBER: 13, EQPT MANUFACTURER: ELB, QA/QC DOCUMENT REQUIRED: CO, CQ |  | 020-KM-301A, 020-KM-301B, 020-KM-301C, 020-KM-301D | ELB | PC |  | 112494359.25 | 2 | 224988718.5 |  | 0 | 2 | 224988718.5 | - To delivery by year 2026 | 2
8 | 2000101106 | PANEL, ELECTRICAL, PARTS, ITEM: PRESSURE GAUGE, OEM DRAWING NUMBER: VC2158-202-T-801, POSITION NUMBER: 14, EQPT MANUFACTURER: ELB, QA/QC DOCUMENT REQUIRED: CO, CQ |  | 020-KM-301A, 020-KM-301B, 020-KM-301C, 020-KM-301D | ELB | PC |  | 22708489.2738 | 2 | 45416978.5477 |  | 0 | 2 | 45416978.5477 | - To delivery by year 2026 | 1
9 | 2000101107 | PANEL, ELECTRICAL, PARTS, ITEM: PROPORTIONAL VALVE, OEM DRAWING NUMBER: VC2158-202-T-801, POSITION NUMBER: 16, EQPT MANUFACTURER: ELB, QA/QC DOCUMENT REQUIRED: CO, CQ |  | 020-KM-301A, 020-KM-301B, 020-KM-301C, 020-KM-301D | ELB | PC |  | 245251677.6196 | 2 | 490503355.2391 |  | 0 | 2 | 490503355.2391 | - To delivery by year 2026 | 2
10 | 2000101108 | PANEL, ELECTRICAL, PARTS, ITEM: PURGE VALVE, OEM DRAWING NUMBER: VC2158-202-T-801, POSITION NUMBER: 17, EQPT MANUFACTURER: ELB, QA/QC DOCUMENT REQUIRED: CO, CQ |  | 020-KM-301A, 020-KM-301B, 020-KM-301C, 020-KM-301D | ELB | PC |  | 347265195.9457 | 2 | 694530391.8913 |  | 0 | 2 | 694530391.8913 | - To delivery by year 2026 | 2
11 | 2060120233 | TIMER, TIMER RESERVOIRS, MANUF: EXPO TECHNOLOGIES, CABIN MODE: D758, POS#: 4, PART#: AGE-GE00-168 | AGE-GE00-168 | 011-KM-001 011-KM-002 014-K-111A 014-K-111B 020-KM-401A 020-KM-401B 020-PM-003 020-PM-103 020-PM-203 023-KM-301 028-KM-201 040-KM-101 042-KM-101 042-KM-201 042-KM-401 042-A-502-KM01 046-KM-101 047-KM-101 110-P-001C | EXPO TECHNOLOGIES | PC |  | 24840000 | 1 | 24840000 | 1 | 24840000 | 1 | 24840000
12 | 2060120234 | REGULATOR, CLAPS REGULATOR, MANUF: EXPO TECHNOLOGIES, CABIN MODE: D758, POS#: 5, PART: HRD-0000-000 | HRD-0000-000 | 011-KM-001 011-KM-002 014-K-111A 014-K-111B 020-KM-401A 020-KM-401B 020-PM-003 020-PM-103 020-PM-203 023-KM-301 028-KM-201 040-KM-101 042-KM-101 042-KM-201 042-KM-401 042-A-502-KM01 046-KM-101 047-KM-101 110-P-001C | EXPO TECHNOLOGIES | PC |  | 54641376 | 2 | 109282752 | 1 | 54641376 | 1 | 54641376
13 | 2060120237 | VALVE, PURGE VALVE, CABIN MODE: D758, POS#: 8, PART: S0044/030, MANUF: EXPO TECHNOLOGIES | S0044/030 | 011-KM-001 011-KM-002 014-K-111A 014-K-111B 020-KM-401A 020-KM-401B 020-PM-003 020-PM-103 020-PM-203 023-KM-301 028-KM-201 040-KM-101 042-KM-101 042-KM-201 042-KM-401 042-A-502-KM01 046-KM-101 047-KM-101 110-P-001C | EXPO TECHNOLOGIES | PC |  | 16217760 |  | 0 | 1 | 16217760 | 1 | 16217760
14 | 2020500092 | SWITCH, ALARM/PRESSURIZED SWITCH, 250V, 4A, SPNO EX D II, MANUF: EXPO TECHNOLOGIES, CABIN MODE: D758, POS#: 9, PART: S0191/025 | S0191/025 | 011-KM-001 011-KM-002 014-K-111A 014-K-111B 020-KM-401A 020-KM-401B 020-PM-003 020-PM-103 020-PM-203 023-KM-301 028-KM-201 040-KM-101 042-KM-101 042-KM-201 042-KM-401 042-A-502-KM01 046-KM-101 047-KM-101 110-P-001C | EXPO TECHNOLOGIES | PC |  | 15801920 |  | 0 | 1 | 15801920 | 1 | 15801920
15 | 2020500093 | SWITCH, POWER INTERLOCK SWITCH, 250V, 4A, DPNO, EX D II, MANUF: EXPO TECHNOLOGIES, CABIN MODE: D758, POS#: 10, PART: S0191/026 | S0191/026 | 011-KM-001 011-KM-002 014-K-111A 014-K-111B 020-KM-401A 020-KM-401B 020-PM-003 020-PM-103 020-PM-203 023-KM-301 028-KM-201 040-KM-101 042-KM-101 042-KM-201 042-KM-401 042-A-502-KM01 046-KM-101 047-KM-101 110-P-001C | EXPO TECHNOLOGIES | PC |  | 26530592 |  | 0 | 1 | 26530592 | 1 | 26530592
16 | 2060120239 | SENSOR, PURGE FLOW SENSOR, MANUF: EXPO TECHNOLOGIES, CABIN MODE: D758, POS#: 12, PART: S0030/606 | S0030/606 | 011-KM-001 011-KM-002 014-K-111A 014-K-111B 020-KM-401A 020-KM-401B 020-PM-003 020-PM-103 020-PM-203 023-KM-301 028-KM-201 040-KM-101 042-KM-101 042-KM-201 042-KM-401 042-A-502-KM01 046-KM-101 047-KM-101 110-P-001C | EXPO TECHNOLOGIES | PC |  | 32435520 |  | 0 | 1 | 32435520 | 1 | 32435520 | - To delivery by year 2026
17 | 2060120242 | SENSOR, MINIMUM PRESSURE SENSOR, MANUF: EXPO TECHNOLOGIES, CABIN MODE: D758, POS#: 15, PART: S0030/016 | S0030/016 | 011-KM-001 011-KM-002 014-K-111A 014-K-111B 020-KM-401A 020-KM-401B 020-PM-003 020-PM-103 020-PM-203 023-KM-301 028-KM-201 040-KM-101 042-KM-101 042-KM-201 042-KM-401 042-A-502-KM01 046-KM-101 047-KM-101 110-P-001C | EXPO TECHNOLOGIES | PC |  | 32435520 |  | 0 | 1 | 32435520 | 1 | 32435520 | - To delivery by year 2026
18 | 2060120243 | SENSOR, INTERMEDIATE PRESSURE SENSOR, MANUF: EXPO TECHNOLOGIES, CABIN MODE: D758, POS#: 16, PART: HSI-0160-000 | HSI-0160-000 | 011-KM-001 011-KM-002 014-K-111A 014-K-111B 020-KM-401A 020-KM-401B 020-PM-003 020-PM-103 020-PM-203 023-KM-301 028-KM-201 040-KM-101 042-KM-101 042-KM-201 042-KM-401 042-A-502-KM01 046-KM-101 047-KM-101 110-P-001C | EXPO TECHNOLOGIES | PC |  | 32435520 | 2 | 64871040 | 1 | 32435520 | 1 | 32435520 | - To delivery by year 2026
19 | 2060120246 | SENSOR, CLAPS SENSOR, MANUF: EXPO TECHNOLOGIES, CABIN MODE: D758, POS#: 19, PART: S0030/588 | S0030/588 | 011-KM-001 011-KM-002 014-K-111A 014-K-111B 020-KM-401A 020-KM-401B 020-PM-003 020-PM-103 020-PM-203 023-KM-301 028-KM-201 040-KM-101 042-KM-101 042-KM-201 042-KM-401 042-A-502-KM01 046-KM-101 047-KM-101 110-P-001C | EXPO TECHNOLOGIES | PC |  | 32435520 | 2 | 64871040 | 1 | 32435520 | 1 | 32435520 | - To delivery by year 2026
20 | 2060120247 | REGULATOR, AIR SUPPLY FILTER/REGULATOR, S0015/275 FILTER REGULATOR, MANUF: EXPO TECHNOLOGIES, CABIN MODE: D758, POS#: 20, PART: KFL-A01N-001 | KFL-A01N-001 | 011-KM-001 011-KM-002 014-K-111A 014-K-111B 020-KM-401A 020-KM-401B 020-PM-003 020-PM-103 020-PM-203 023-KM-301 028-KM-201 040-KM-101 042-KM-101 042-KM-201 042-KM-401 042-A-502-KM01 046-KM-101 047-KM-101 110-P-001C | EXPO TECHNOLOGIES | PC |  | 32435520 | 2 | 64871040 | 2 | 64871040 |  | 0
21 | 2060120248 | GAUGE, MAIN AIR SUPPLY, MANUF: EXPO TECHNOLOGIES, CABIN MODE: D758, POS#: 21, PART: S0015/018 | S0015/018 | 011-KM-001 011-KM-002 014-K-111A 014-K-111B 020-KM-401A 020-KM-401B 020-PM-003 020-PM-103 020-PM-203 023-KM-301 028-KM-201 040-KM-101 042-KM-101 042-KM-201 042-KM-401 042-A-502-KM01 046-KM-101 047-KM-101 110-P-001C | EXPO TECHNOLOGIES | PC |  | 9980160 | 1 | 9980160 |  | 0 | 1 | 9980160 | - To delivery by year 2026
22 | 2060120249 | GAUGE, LOGIC AIR SUPPLY, MANUF: EXPO TECHNOLOGIES, CABIN MODE: D758, POS#: 22, PART: S0015/135 | S0015/135 | 011-KM-001 011-KM-002 014-K-111A 014-K-111B 020-KM-401A 020-KM-401B 020-PM-003 020-PM-103 020-PM-203 023-KM-301 028-KM-201 040-KM-101 042-KM-101 042-KM-201 042-KM-401 042-A-502-KM01 046-KM-101 047-KM-101 110-P-001C | EXPO TECHNOLOGIES | PC |  | 8898976 | 2 | 17797952 | 1 | 8898976 | 1 | 8898976 | - To delivery by year 2026
23 | 2060120250 | REGULATOR, LOGIC AIR SUPPLY, MANUF: EXPO TECHNOLOGIES, CABIN MODE: D758, POS#: 23, PART: S0015/133 | S0015/133 | 011-KM-001 011-KM-002 014-K-111A 014-K-111B 020-KM-401A 020-KM-401B 020-PM-003 020-PM-103 020-PM-203 023-KM-301 028-KM-201 040-KM-101 042-KM-101 042-KM-201 042-KM-401 042-A-502-KM01 046-KM-101 047-KM-101 110-P-001C | EXPO TECHNOLOGIES | PC |  | 14471232 | 2 | 28942464 | 1 | 14471232 |  | 0 | - To delivery by year 2026
24 | 2001402594 | BATTERY FOR PURGE SYSTEM, ETM-IS31-001, MANUF: EXPO TECHNOLOGIES, VENDOR PART: ETM-IS31-001, EQUIP. TYPE: HV MOTOR | ETM-IS31-001 | 011-KM-001 011-KM-002 014-K-111A 014-K-111B 020-KM-401A 020-KM-401B 020-PM-003 020-PM-103 020-PM-203 023-KM-301 028-KM-201 040-KM-101 042-KM-101 042-KM-201 042-KM-401 042-A-502-KM01 046-KM-101 047-KM-101 110-P-001C | EXPO TECHNOLOGIES | EA |  | 10146496 | 4 | 40585984 | 2 | 20292992 | 2 | 20292992 | - To delivery by year 2026
[7 empty] | TOTAL (VND): |  |  | 33031423073.126 |  | 18580219434.8073 |  | 14998868372.2029
[7 empty] | TOTAL (USD): |  |  | 1270439.349 |  | 714623.8244 |  | 576879.5528
[7 empty] | SUB |  |  | 33031423073.126

## OEM list
No. | OEM | Can supply? (Yes/No)
(yes/no)
1 | ABL SURSUM
2 | AUXEMA
3 | BARTEC
4 | BIAS POWER
5 | BUMHAN
6 | CARLO GAVAZZI
7 | CASE
8 | CHINFA ELECTRONICS
9 | CHROMALOX
10 | DEESYS
11 | DIOTEC
12 | ELB
13 | ELECTRONICON
14 | ELTAKO
15 | EPCOS
16 | ESKA
17 | EUROTHER
18 | EXPO TECHNOLOGIES
19 | GA-EMS
20 | GEDA
21 | HABERMANN
22 | HOWDEN
23 | IFM ELECTRONIC
24 | KEBLER
25 | KENDRION
26 | KONECRANE
27 | LIGHT STAR
28 | MAGNET SCHULZ
29 | NA
30 | NORD
31 | NWL
32 | OMRON
33 | PEPPERL+FUCHS
34 | POWER PRODUCTS INTERNATIONAL
35 | PULS
36 | REISSMANN
37 | RUN ELECTRONIC
38 | SAMGONG
39 | SANYO
40 | SCHNEIDER
41 | SEW
42 | SIEMENS
43 | SK
44 | STAHL
45 | STEUTE
46 | STROS
47 | THYSSENKRUPP
48 | TIC
49 | TURK
50 | UNITRONICS
51 | VELOMAT
52 | VIS
53 | WATLOW